{"text_format":"1","workbook":"xlsx","n_sheets":20,"sheets":["00はじめに","流出係数算出","降雨強度","流入量定義","01流出計算（Q-Tグラフ）","浸透施設能力","浸透施設能力（貯留浸透モデル_道路管理者用）","比浸透量","02流出計算（QT-Sグラフ）","03-①調整池容量の概算","04-①調節計算（自然調節方式）","04-②調節計算（2段）","04-③調節計算（ポンプ）","１．行為区域の概要","２．使用降雨強度及びピーク流入量","３．流出抑制施設諸元 （一定量）","３．流出抑制施設諸元 （浸透施設）","３．流出抑制施設諸元（調整池諸元）","３．流出抑制施設諸元（調整池諸元_ポンプ排水）","３．流出抑制施設諸元 （調節計算結果）"],"not_rendered":{"charts":6,"images":6,"macros":1,"external_links":0,"defined_names":1,"comments":0,"pivot_tables":0},"unopened":[],"bounds":{"document_bytes":16777216,"sheet_cells":100000,"rows_first":2000,"rows_last":500,"rows_between":2000,"halvings":0,"cell_chars":16384,"cell_head_chars":4096},"cells_cut":0,"cells_raw":0,"read":"whole","date_system":"1900"}

{"sheet":"00はじめに","index":0,"n_rows":1,"n_cols":1,"rows_kept":1,"cut":false,"hidden":false,"merged":[]}
["※計算フローは以下の通りです。"]

{"sheet":"流出係数算出","index":1,"n_rows":32,"n_cols":10,"rows_kept":32,"cut":false,"hidden":false,"merged":[[7,1,7,4],[27,1,31,3],[1,4,2,5],[24,2,26,3],[19,1,26,1],[4,1,4,7],[19,2,20,3],[6,1,6,3],[21,2,23,3],[8,1,18,1],[8,2,18,3]]}
[null,null,null,null,null,null,null,null,"行為前Σan","行為後Σan"]
[null,null,null,null,"流出係数算定結果",null,"行為前","行為後",{"$f":"SUM($G$9:$G$96)","v":0},{"$f":"SUM($H$9:$H$96)","v":0}]
[null,null,null,null,null,null,{"$f":"$I$4/$I$2","v":{"$error":"#DIV/0!"}},{"$f":"$J$4/$J$2","v":{"$error":"#DIV/0!"}},"行為前Σ(fn*an)","行為後Σ(fn*an)"]
[null,null,null,null,null,null,null,null,{"$f":"SUM($I$9:$I$96)","v":0},{"$f":"SUM($J$9:$J$96)","v":0}]
[null,"雨水浸透阻害行為の技術基準として設定する流出係数"]
[]
[null,"区分",null,null,"土地利用の形態の細区分","流出係数","行為前面積\n（ha）","行為後面積\n（ha）"]
[null,"計",null,null,null,"－",{"$f":"SUM(G9:G32)","v":0},{"$f":"SUM(H9:H32)","v":0}]
[null,"宅地等に該当する土地","第１号関連",null,"宅地",0.9,null,null,{"$f":"$F9*$G9","v":0},{"$f":"$F9*$H9","v":0}]
[null,null,null,null,"池沼",1,null,null,{"$f":"$F10*$G10","v":0},{"$f":"$F10*$H10","v":0}]
[null,null,null,null,"水路",1,null,null,0,0]
[null,null,null,null,"ため池",1,null,null,0,0]
[null,null,null,null,"道路(法面を有しないもの）",0.9,null,null,0,0]
[null,null,null,null,"道路（法面を有するもの）",null,null,null,0,0]
[null,null,null,null,"鉄道線路（法面を有しないもの）",0.9,null,null,0,0]
[null,null,null,null,"鉄道線路（法面を有するもの）",null,null,null,0,0]
[null,null,null,null,"飛行場（法面を有しないもの）",0.9,null,null,0,0]
[null,null,null,null,"飛行場（法面を有するもの）",null,null,null,0,0]
[null,null,null,null,"太陽光パネル",0.9,null,null,0,0]
[null,"宅地等以外の土地","第２号\n関　連",null,"不浸透性材料により舗装された土地（法面を除く）",0.95,null,null,0,0]
[null,null,null,null,"不浸透性材料により覆われた法面",1,null,null,0,0]
[null,null,"第３号\n関　連",null,"ゴルフ場（雨水を排除するための排水施設を伴うものに限る）",0.5,null,null,0,0]
[null,null,null,null,"運動場その他これに類する施設（雨水を排除するための排水施設を伴うものに限る）",0.8,null,null,0,0]
[null,null,null,null,"ローラーその他これに類する建設機械を用いて締め固められた土地",0.5,null,null,0,{"$f":"$F24*$H24","v":0}]
[null,null,"上記第１号から第３号に掲げる土地以外の土地",null,"山地",0.3,null,null,0,0]
[null,null,null,null,"人工的に造成され植生に覆われた法面",0.4,null,null,0,0]
[null,null,null,null,"林地、耕地、原野その他ローラーその他これに類する建設機械を用いて締め固められていない土地",0.2,null,null,{"$f":"$F27*$G27","v":0},0]
[null,"そ\n\n\nの\n\n\n他",null,null,null,null,null,null,0,0]
[null,null,null,null,null,null,null,null,0,0]
[null,null,null,null,null,null,null,null,0,0]
[null,null,null,null,null,null,null,null,0,0]
[null,null,null,null,null,null,null,null,0,0]

{"sheet":"降雨強度","index":2,"n_rows":146,"n_cols":32,"rows_kept":146,"cut":false,"hidden":false,"merged":[[2,13,2,17]]}
["※降雨は対象地域の降雨に変更して下さい"]
["時","分","降雨量\n（mm/h）","時","分","降雨量\n（mm/h）","時","分","降雨量\n（mm/h）","時","分","降雨量\n（mm/h）",null,null,null,null,null,null,null,null,"タルボット","シャーマン","久野・石黒","クリーブランド","久野・石黒 任意のn"]
[0,"0－10",4.4540411077571207,6,"0－10",7.5678852334444855,12,"0－10",74.758234082625904,18,"0－10",7.334044311547018,null,"降雨強度式",null,null,null,null,null,1,76.557239057239059,267.29076221493557,147.12309918785482,130.87595970152756,130.87595970152756,5.1421757988578065,null,76.557239057239059,267.29076221493557,147.12309918785482,130.87595970152756,130.87595970152756]
[null,"10－20",4.5015989693789606,null,"10－20",7.7336478775986279,null,"10－20",51.229943725410067,null,"10－20",7.1871889378574565,null,null,null,null,null,null,null,2,13.432866483658046,82.722594630417859,102.9646642537385,77.161653048510573,77.161653048510573,5.1876181860720862,null,44.995052770448552,175.00667842267671,125.04388172079666,104.01880637501907,104.01880637501907]
[null,"20－30",4.5503669716514423,null,"20－30",7.9080515043337982,null,"20－30",41.573218506259209,null,"20－30",7.0469714385762359,null,4,null,null,null,null,null,3,5.5902307505554916,59.798120756035473,86.306371755732698,59.34164434967812,59.34164434967812,5.2341264352141934,null,31.860112097150868,136.60382586712964,112.13137839910867,89.126419033238761,89.126419033238761]
[null,"30－40",4.6003939351114695,null,"30－40",8.0918167837185138,null,"30－40",35.924888550649115,null,"30－40",6.9129366433342057,null,null,null,null,null,null,null,4,3.0639153354454578,48.525911072147608,76.211807291243758,49.407911965798178,49.407911965798178,5.2817415072454423,null,24.661062906724514,114.58434716838413,103.15148562214245,79.196792266378608,79.196792266378608]
[null,"40－50",4.6517313921475534,null,"40－50",8.2857482289695668,null,"40－50",32.100226512186765,null,"40－50",6.7846706481961974,null,null,"タルボット式　I = a / ( t + b)",null,null,null,null,5,1.9344862085487335,41.562777518301118,69.160397277103186,42.884291538623359,42.884291538623359,5.3305065674637717,null,20.115747567089358,99.980033238367525,96.353267953134591,71.934292120827564,71.934292120827564]
[null,"50－60",4.7044337799019331,null,"50－60",8.4907468797694605,null,"50－60",29.288084731782618,null,"50－60",6.6617962073386821,null,null,"シャーマン式 I = a / tn",null,null,null,null,6,1.332367742242468,36.741989939518191,63.84423955201072,38.200893471504514,38.200893471504514,5.3804671390234944,null,16.985184262948209,89.440359355225965,90.935096552947272,66.312059012607051,66.312059012607051]
[1,"0－10",4.7585586500002819,7,"0－10",8.7078253760548137,13,"0－10",27.107376517659134,19,"0－10",6.5439687317424955,null,null,"久野・石黒  I = a / (t0.5 + b)",null,null,null,null,7,0.9735098069261312,33.163934408767091,59.637138220946554,34.6413175556292,34.6413175556292,5.4316712696477225,null,14.697802197802199,81.40087007716042,86.463959648375749,61.787667375895929,61.787667375895929]
[null,"10－20",4.8141668968142994,null,"10－20",8.938125967802705,null,"10－20",25.351965549400433,null,"10－20",6.4308728032991098,null,null,"クリーブランド　I = a / (tn + b)",null,null,null,null,8,0.74242601302989897,30.380038782059501,56.193202734091415,31.825731660464328,31.825731660464328,5.4841697128931628,null,12.953380174705661,75.023266165272801,82.680115034090207,58.042425411466979,58.042425411466979]
[null,"20－30",4.8713230062527373,null,"20－30",9.1829421540724638,null,"20－30",23.89921715160142,null,"20－30",6.3222191282470135,null,null,"久野・石黒変形　任意のn",null,null,null,null,9,0.58489206017172535,28.138792130899333,53.30254011378122,29.531718873521413,29.531718873521413,5.5380161254786344,null,11.579103717535224,69.813880161453525,79.415940042944769,54.874569129473031,54.874569129473031]
[null,"30－40",4.9300953272377228,null,"30－40",9.4437448389935525,null,"30－40",19.430080092347367,null,"30－40",6.2177418664537072,null,null,null,null,null,null,null,10,0.47268900995463525,26.28705917218133,50.828930185887657,27.619406839793783,27.619406839793783,5.5932672823837493,null,10.468462246777165,65.461198062526307,76.557239057239059,52.149052900505097,52.149052900505097]
[null,"40－50",4.9905563683472565,null,"40－50",9.72221415074182,null,"40－50",18.143413914793996,null,"40－50",6.1171962833597036,null,null,null,null,null,null,null,11,0.38994692026926714,24.725699733027909,48.67936971103245,25.995951086831042,25.995951086831042,5.6499833116399714,null,9.5522335807309915,61.757970941662812,74.022887298493004,49.771498190171101,49.771498190171101]
[null,"50－60",5.0527831224045485,null,"50－60",10.020278415935991,null,"50－60",17.034508247011615,null,"50－60",6.0203566798408019,null,null,"降雨強度式",null,null,null,null,12,0.3271818352400544,23.387400507853954,46.787788823641904,24.597051025023006,24.597051025023006,5.708227950953642,null,8.7834792686067473,58.560423405512076,71.753295758922079,47.673627593075423,47.673627593075423]
[2,"0－10",5.1168574221270546,8,"0－10",10.340162251284596,14,"0－10",16.067967924862387,20,"0－10",5.9270145622386963,null,null,"a",null,null,null,null,13,0.27844184071616951,22.224684269017757,45.105723871763985,23.376620489797688,23.376620489797688,5.7680688286084205,null,8.1292456203074721,55.765366548858673,69.703482536832993,45.804627046669445,45.804627046669445]
[null,"10－20",5.1828663303986104,null,"10－20",10.68444637729533,null,"10－20",15.21732861557183,null,"10－20",5.8369770205461009,null,null,"b",null,null,null,null,14,0.2398379919034852,21.203004411362372,43.596674639717207,22.300678952859471,22.300678952859471,5.8295777713872212,null,7.5657165039929017,53.296626396180365,67.838710544181865,44.125773611397307,44.125773611397307]
[null,"20－30",5.2509025691717852,null,"20－30",11.056142650184313,null,"20－30",14.462384278319632,null,"20－30",5.75006528755722,null,null,"n",null,null,null,null,15,0.20874189296360157,20.296560997564939,42.232535035845558,21.34356781598251,21.34356781598251,5.892831142627756,null,7.075251529924282,51.09662203627267,66.131632176959442,42.606959891702985,42.606959891702985]
[null,"30－40",5.3210649915444037,null,"30－40",11.458789059618539,null,"30－40",13.787425800315134,null,"30－40",5.6661134557638206,null,null,null,null,null,null,null,16,0.18332523932981815,19.48565694025524,40.991250085957859,20.485514737727044,20.485514737727044,5.9579102139459792,null,6.6445061367621276,49.120936717771578,64.560358296271843,41.224369569579487,41.224369569579487]
[null,"40－50",5.393459102204929,null,"40－50",11.896571221615204,null,"40－50",13.180046209688442,null,"40－50",5.5849673321463342,null,1,null,null,null,null,null,17,0.1622843294811247,18.754967201302406,39.855228917549312,19.711013676404832,19.711013676404832,6.0249015746462646,null,6.2631989716279506,47.334703216802801,63.107115391641109,39.958878046451566,39.958878046451566]
[null,"50－60",5.4681976321538741,null,"50－60",12.374479470998381,null,"50－60",12.630309719843694,null,"50－60",5.5064834138238439,null,null,null,null,null,null,null,18,0.14466923640613061,18.092370917288804,38.810240500381724,19.007716814801142,19.007716814801142,6.0938975833928453,null,5.9232806530045163,45.710129200163138,61.757289008793364,38.794924644693211,38.794924644693211]
[3,"0－10",5.5454011744440095,9,"0－10",12.898514441297891,15,"0－10",12.130161036924903,21,"0－10",5.4305279698692175,null,null,null,null,null,null,null,19,0.12977453699852504,17.488142483733782,37.844627146080029,18.365657923955041,18.365657923955041,6.164996867380296,null,5.6183592784778851,44.224761478245803,60.498727858124241,37.719700080443829,37.719700080443829]
[null,"10－20",5.6251988886671143,null,"10－20",13.47595968015122,null,"10－20",11.672997270622034,null,"10－20",5.3569762166512191,null,null,null,null,null,null,null,20,0.11706748927424826,16.934378317972801,36.948732749906412,17.776696266849854,17.776696266849854,6.238304874987989,null,5.3432946890177035,42.860242320232153,59.321228102713349,36.722549889764132,36.722549889764132]
[null,"20－30",5.7077292830773558,null,"20－30",14.115748486036409,null,"20－30",11.25335230605549,null,"20－30",5.2857115757168458,null,null,null,null,null,null,null,21,0.10613967495173426,16.424582369796326,36.11447955637118,17.23411081315578,17.23411081315578,6.3139344888002142,null,5.0939063550145622,41.601401370211399,58.216144838601821,35.794528981354212,35.794528981354212]
[null,"30－40",5.7931410845333176,null,"30－40",14.828965627331911,null,"30－40",10.866660477698133,null,"30－40",5.2166250047025642,null,null,null,null,null,null,null,22,9.6673736475011651E-2,15.953361006144974,35.335049779228939,16.73229910262728,16.73229910262728,6.3920067069032029,null,4.8667594178082192,40.435581353662926,57.176095063175772,34.928063986866626,34.928063986866626]
[null,"40－50",5.8815942080706236,null,"40－50",15.629546148537202,null,"40－50",10.509077143760862,null,"40－50",5.1496143930160088,null,null,null,null,null,null,null,23,8.8420053625924311E-2,15.516194784750837,34.604642614310251,16.266550363781789,16.266550363781789,6.4726514015899284,null,4.6590055324089885,39.352129763710224,56.194727565399013,34.116693829341195,34.116693829341195]
[null,"50－60",5.9732608397092122,null,"50－60",16.535268873457312,null,"50－60",10.177340733443998,null,"50－60",5.084584015036512,null,null,null,null,null,null,null,24,8.1180104259203745E-2,15.109265264101055,33.918286360590855,15.832872229078134,15.832872229078134,6.55600816604192,null,4.4682628062360807,38.34201040955984,55.266542515198672,33.354867929330233,33.354867929330233]
[4,"0－10",6.0683266483095508,10,"0－10",17.569202238806838,16,"0－10",9.8686654561940372,22,"0－10",5.0214440345439471,null,null,null,null,null,null,null,25,7.4794406044844663E-2,14.729321853926308,33.271691425460176,15.427856737015304,15.427856737015304,6.6422272612398956,null,4.2925240702284313,37.397502867334502,54.386748471609131,32.637787481637638,32.637787481637638]
[null,"10－20",6.1669921448742571,null,"10－20",18.76186553072688,null,"10－20",9.5806569767463543,null,"10－20",4.9601100548319437,null,null,null,null,null,null,null,26,6.9133652378354782E-2,14.373578228987071,32.661134073482344,15.048575538609384,15.048575538609384,6.7314706773815942,null,4.1300859772341978,36.511967304321139,53.551147917835024,31.961279329982705,31.961279329982705]
[null,"20－30",6.269474210748001,null,"20－30",20.154561554185648,null,"20－30",9.3112454974613001,null,"20－30",4.9005027096675349,null,null,null,null,null,null,null,27,6.4092110725411544E-2,14.039630865497656,32.083363579421984,14.692497092823714,14.692497092823714,6.8239133264446536,null,3.9794936118079467,35.679658547327676,52.756044794190096,31.321694802680522,31.321694802680522]
[null,"30－40",6.3760078198274641,null,"30－40",24.593405639944876,null,"30－40",9.0586321800555538,null,"30－40",4.8425472907838412,null,null,null,null,null,null,null,28,5.9582646670094164E-2,13.725394336757972,31.535527400335695,14.357420613463319,14.357420613463319,6.9197443854100129,null,3.8394967916244518,34.895577682664474,51.998169172981015,30.715827867351333,30.715827867351333]
[null,"40－50",6.486847984283429,null,"40－50",26.185530954763266,null,"40－50",8.8212458931838569,null,"40－50",4.7861734081882332,null,null,null,null,null,null,null,29,5.5532931682463982E-2,13.429049448816613,31.015110365159671,14.041422915914836,14.041422915914836,7.0191688130526018,null,3.7090152792126592,34.155352571152477,51.274615420987175,30.140848386267319,30.140848386267319]
[null,"50－60",6.6022719585279219,null,"50－60",28.134327317839904,null,"50－60",8.5977080282696647,null,"50－60",4.7313146799152719,null,null,null,null,null,null,null,30,5.1882523362991151E-2,13.149001316221074,30.519884873668161,13.74281529708594,13.74281529708594,7.1224090673217688,null,3.5871108540176699,33.455140862654765,50.582791069409872,29.594247283294607,29.594247283294607]
[5,"0－10",6.7225817425228342,11,"0－10",30.597214287640981,17,"0－10",8.3868036745137715,23,"0－10",4.6779084482841427,null,null,null,null,null,null,null,31,4.8580596057661296E-2,12.883845207119975,30.047869819099105,13.460108291192,13.460108291192,7.2297070552772311,null,3.4729647166641215,32.791550680218158,49.920374254883718,29.073791186775168,29.073791186775168]
[null,"10－20",6.8481069331781441,null,"10－20",33.85054295908364,null,"10－20",8.1874578467473498,null,"10－20",4.6258955200617038,null,null,null,null,null,null,null,32,4.5584161385207267E-2,12.632338515351307,29.597296480339537,13.191982661057182,13.191982661057182,7.3413263535612714,null,3.3658590743116554,32.161575300066069,49.285278074429215,28.577484670346479,28.577484670346479]
[null,"20－30",6.9792079819124524,null,"20－30",38.438323333065426,null,"20－30",7.9987157585640034,null,"20－30",4.5752199282006814,null,null,null,null,null,null,null,33,4.2856661421993181E-2,12.393377604501666,29.16658002503732,12.937265365749568,12.937265365749568,7.457554744700019,null,3.2651620314968173,31.562539006261087,48.675620557780974,28.10353863081324,28.10353863081324]
[null,"30－40",7.1162799278559987,null,"30－40",45.640753136997475,null,"30－40",7.8197263570158952,null,"30－40",4.5258287130565122,null,null,null,null,null,null,null,34,4.0366847944710571E-2,12.165978556014352,28.754295562235484,12.694909529294819,12.694909529294819,7.5787071234708492,null,3.17031511433352,30.992051934195004,48.089699234382579,27.650343657239169,27.650343657239169]
[null,"40－50",7.2597566901093273,null,"40－50",59.647987587772718,null,"40－50",7.6497285044900991,null,"40－50",4.4776717212946551,null,null,null,null,null,null,null,35,3.8087883131410649E-2,11.949261068369879,28.359157908638736,12.463977648828063,12.463977648828063,7.7051288385748649,null,3.0808229077277454,30.447972195171431,47.525969482218471,27.216447485570278,27.216447485570278]
[null,"50－60",7.4101160197332092,null,"50－60",126.6251996239653,null,"50－60",7.4880393225131456,null,"50－60",4.4307014207861357,null,null,null,null,null,null,null,36,3.5996613083355555E-2,11.742434916840921,27.980004405242425,12.243627442704451,12.243627442704451,7.8371995484426407,null,2.9962443995431789,29.928373937440028,46.983026007858022,26.800535817712895,26.800535817712895]
[null,null,null,null,null,null,null,null,null,null,null,null,null,null,null,null,null,null,null,37,3.4072977225363843E-2,11.544788507198973,27.61578025431777,12.033099863262009,12.033099863262009,7.97533768688686,null,2.9161857124535082,29.431520277163241,46.459586933438018,26.40141592705206,26.40141592705206]
[null,null,null,null,null,null,null,null,null,null,null,null,null,null,null,null,null,null,null,38,3.229952529615332E-2,11.355679152058656,27.265525950399478,11.831708894798112,11.831708894798112,8.1200056553916511,null,2.8402939706862096,28.955840247555226,45.954480065463315,26.01800258409801,26.01800258409801]
[null,null,null,null,null,null,null,null,null,null,null,null,null,null,null,null,null,null,null,39,3.0661020096687253E-2,11.174524772342238,26.928366460161669,11.638832831864534,11.638832831864534,8.2717158853367891,null,2.7682521001582732,28.499909081524123,45.466630998660712,25.649305923784329,25.649305923784329]
[null,null,null,null,null,null,null,null,null,null,null,null,null,null,null,null,null,null,null,40,2.9144109025665443E-2,11.000796784025624,26.603501870174341,11.453906791393706,11.453906791393706,8.431037946935021,null,2.6997744003799578,28.062431274086663,44.995052770448552,25.294420945474563,25.294420945474563]
[null,null,null,null,null,null,null,null,null,null,null,null,null,null,null,null,null,null,null,41,2.7737051118194245E-2,10.834013975637163,26.290199272451446,11.276416258244126,11.276416258244126,8.5986069243135717,null,2.6346027577150366,27.642225974124479,44.538836831473013,24.95251839212748,24.95251839212748]
[null,null,null,null,null,null,null,null,null,null,null,null,null,null,null,null,null,null,null,42,2.6429489121738925E-2,10.67373721784611,25.987785698395555,11.105891500290227,11.105891500290227,8.7751333307799086,null,2.5725033941771009,27.238214337070232,44.097145137828313,24.62283679946469,24.62283679946469]
[null,null,null,null,null,null,null,null,null,null,null,null,null,null,null,null,null,null,null,43,2.5212258312180325E-2,10.519564875043443,25.695641944463432,10.941902718396932,10.941902718396932,8.9614149088597514,null,2.5132640654360565,26.849408535627749,43.669203203098895,24.304675541765441,24.304675541765441]
[null,null,null,null,null,null,null,null,null,null,null,null,null,null,null,null,null,null,null,44,2.4077225434211869E-2,10.371128811693325,25.413197159323317,10.78405582005621,10.78405582005621,9.1583507514578741,null,2.4566916372541963,26.474902178265602,43.25429397483127,23.997388729908412,23.997388729908412]
[null,null,null,null,null,null,null,null,null,null,null,null,null,null,null,null,null,null,null,45,2.3017152460624857E-2,10.228090904667397,25.1399240837668,10.631988724398298,10.631988724398298,9.3669583008925201,null,2.4026099820365614,26.113861927741201,42.851752421696503,23.700379840897075,23.700379840897075]
[null,null,null,null,null,null,null,null,null,null,null,null,null,null,null,null,null,null,null,46,2.2025580894037944E-2,10.090139987688872,24.875334852188416,10.485368121655029,10.485368121655029,9.5883939419215949,null,2.3508581472291152,25.765520146435716,42.46096073540285,23.413096977435291,23.413096977435291]
[null,null,null,null,null,null,null,null,null,null,null,null,null,null,null,null,null,null,null,47,2.1096733145412827E-2,9.9569891661726615,24.618977278868897,10.343886622700893,10.343886622700893,9.8239781178374415,null,2.3012887554401003,25.429168423451394,42.081344066114895,23.135028672015409,23.135028672015409]
[null,null,null,null,null,null,null,null,null,null,null,null,null,null,null,null,null,null,null,48,2.0225428168473059E-2,9.8283734506708242,24.370431564155297,10.20726024454757,10.20726024454757,10.075226186158034,null,2.2537666027886081,25.104151861518464,41.71236672232407,22.865700163109832,22.865700163109832]
[null,null,null,null,null,null,null,null,null,null,null,null,null,null,null,null,null,null,null,49,1.9407009042808454E-2,9.7040476653078258,24.129307365476507,10.075226186158034,10.075226186158034,10.343886622700893,null,2.2081674274060408,24.789864020779472,41.353528776265954,22.60467008194755,22.60467008194755]
[null,null,null,null,null,null,null,null,null,null,null,null,null,null,null,null,null,null,null,50,1.8637280609539175E-2,9.5837845943149205,23.895241186313797,9.9475408559053449,9.9475408559053449,10.631988724398298,null,2.1643768244701107,24.485742432250181,41.004363024466912,22.351527497426705,22.351527497426705]
[null,null,null,null,null,null,null,null,null,null,null,null,null,null,null,null,null,null,null,51,1.7912455595947563E-2,9.4673733353645275,23.667894043062461,9.8239781178374415,9.8239781178374415,10.941902718396932,null,2.1222892878255193,24.191264606821051,40.664432260125643,22.105889274297503,22.105889274297503]
[null,null,null,null,null,null,null,null,null,null,null,null,null,null,null,null,null,null,null,52,1.7229107933886212E-2,9.3546178330452676,23.446949375438635,9.7043277287236833,9.7043277287236833,11.276416258244126,null,2.0818073612891417,23.905944476556133,40.333326820035509,21.867397706113394,21.867397706113394]
[null,null,null,null,null,null,null,null,null,null,null,null,null,null,null,null,null,null,null,53,1.6584132194367385E-2,9.2453355697055031,23.232111170921144,9.5883939419215949,9.5883939419215949,11.638832831864534,null,2.0428408852684856,23.629329214162723,40.010662373825809,21.635718389807888,21.635718389807888]
[null,null,null,null,null,null,null,null,null,null,null,null,null,null,null,null,null,null,null,54,1.5974708239710367E-2,9.1393563941376215,23.023102277739781,9.4759942574971774,9.4759942574971774,12.033099863262009,null,2.0053063264346194,23.360996384162259,39.696077927601991,21.410538313283613,21.410538313283613]
[null,null,null,null,null,null,null,null,null,null,null,null,null,null,null,null,null,null,null,55,1.539827033953145E-2,9.036521471319702,22.819662884387071,9.3669583008925201,9.3669583008925201,12.463977648828063,null,1.9691261799601631,23.10055138574694,39.389234017725357,21.191564131240138,21.191564131240138]
[null,null,null,null,null,null,null,null,null,null,null,null,null,null,null,null,null,null,null,56,1.4852480118790368E-2,8.9366823387385921,22.621549146554571,9.2611268148650652,9.2611268148650652,12.937265365749568,null,1.9342284353201387,22.847625152764646,39.089811073597303,20.97852060773344,20.97852060773344]
[null,null,null,null,null,null,null,null,null,null,null,null,null,null,null,null,null,null,null,57,1.4335202802797653E-2,8.8397000567783834,22.428531944845417,9.1583507514578741,9.1583507514578741,13.460108291192,null,1.9005460979075537,22.601872080905238,38.797507930987628,20.771149206746152,20.771149206746152]
[null,null,null,null,null,null,null,null,null,null,null,null,null,null,null,null,null,null,null,58,1.3844486308542514E-2,8.7454444423153745,22.240395758816703,9.0584904525328511,9.0584904525328511,14.041422915914836,null,1.8680167597765365,22.362968156101967,38.512040479743298,20.569206814432128,20.569206814432128]
[null,null,null,null,null,null,null,null,null,null,null,null,null,null,null,null,null,null,null,59,1.3378542799088677E-2,8.6537933760878332,22.056937644618301,8.9614149088597514,8.9614149088597514,14.692497092823714,null,1.8365822137260712,22.130609261525457,38.23314043169033,20.372464578744459,20.372464578744459]
[null,null,null,null,null,null,null,null,null,null,null,null,null,null,null,null,null,null,null,60,1.2935732374387499E-2,8.5646321756103134,21.87796630520188,8.8670010890632511,8.8670010890632511,15.427856737015304,null,1.8061881057035432,21.90450964342687,37.960554196248857,20.18070685391644,20.18070685391644]
[null,null,null,null,null,null,null,null,null,null,null,null,null,null,null,null,null,null,null,61,1.2514548621211929E-2,8.4778530264452456,21.703301243282112,8.7751333307799086,8.7751333307799086,16.266550363781789,null,1.7767836211612098,21.68440051855832,37.6940418527576,19.993730238783055,19.993730238783055]
[null,null,null,null,null,null,null,null,null,null,null,null,null,null,null,null,null,null,null,62,1.2113605783000025E-2,8.3933544655433252,21.532771988517197,8.6857027873738843,8.6857027873738843,17.23411081315578,null,1.7483212015583354,21.47002880802582,37.433376209785983,19.811342699244197,19.811342699244197]
[null,null,null,null,null,null,null,null,null,null,null,null,null,null,null,null,null,null,null,63,1.1731627345781703E-2,8.3110409111168337,21.36621739130851,8.5986069243135717,8.5986069243135717,18.365657923955041,null,1.7207562876819458,21.261155984265358,37.178341942826023,19.633362766308792,19.633362766308792]
[null,null,null,null,null,null,null,null,null,null,null,null,null,null,null,null,null,null,null,64,1.1367435864585218E-2,8.2308222341928285,21.203484976542313,8.5137490600661749,8.5137490600661749,19.711013676404832,null,1.6940470868722994,21.057557019420475,36.928734802727838,19.45961880214875,19.45961880214875]
[null,null,null,null,null,null,null,null,null,null,null,null,null,null,null,null,null,null,null,65,1.1019943877812466E-2,8.1526133675579331,21.044430351344545,8.431037946935021,8.431037946935021,21.34356781598251,null,1.6681543615954613,20.859019424776434,36.68436088809117,19.289948327453153,19.289948327453153]
[null,null,null,null,null,null,null,null,null,null,null,null,null,null,null,null,null,null,null,66,1.0688145779568003E-2,8.0763339483073651,20.888916661573148,8.3503873878214563,8.3503873878214563,23.376620489797688,null,1.6430412371134022,20.665342372102661,36.445035975568175,19.1241974041254,19.1241974041254]
[null,null,null,null,null,null,null,null,null,null,null,null,null,null,null,null,null,null,null,67,1.0371110535402295E-2,8.0019079906510342,20.736814092400891,8.2717158853367891,8.2717158853367891,25.995951086831042,null,1.6186730262689544,20.476335888797415,36.210584902685078,18.962220068024077,18.962220068024077]
[null,null,null,null,null,null,null,null,null,null,null,null,null,null,null,null,null,null,null,68,1.0067975143513763E-2,7.9292635859967504,20.587999408780433,8.1949463200969603,8.1949463200969603,29.531718873521413,null,1.5950170696347568,20.291820119638579,35.98084099836295,18.803877807025149,18.803877807025149]
[null,null,null,null,null,null,null,null,null,null,null,null,null,null,null,null,null,null,null,69,9.7779387551071295E-3,7.8583326276782373,20.442355532119109,8.1200056553916511,8.1200056553916511,34.6413175556292,null,1.5720425894770806,20.111624648740605,35.755645556823183,18.649039080189883,18.649039080189883]
[null,null,null,null,null,null,null,null,null,null,null,null,null,null,null,null,null,null,null,70,9.5002573791589384E-3,7.7890505579723595,20.299771149794196,8.0468246657087548,8.0468246657087548,42.884291538623359,null,1.549720556161396,19.935587876015344,35.534847351008487,18.497578874268722,18.497578874268722]
[null,null,null,null,null,null,null,null,null,null,null,null,null,null,null,null,null,null,null,71,9.2342391061777107E-3,7.7213561353089517,20.160140354575105,7.97533768688686,7.97533768688686,59.34164434967812,null,1.5280235657803367,19.763556443047648,35.318302182044633,18.349378294164755,18.349378294164755]
[null,null,null,null,null,null,null,null,null,null,null,null,null,null,null,null,null,null,null,72,8.9792397936037105E-3,7.6551912198015089,20.023362311245819,7.9054823858946293,7.9054823858946293,130.87595970152756,null,1.5069257279194099,19.595384703835897,35.105872461616876,18.204324184327668,18.204324184327668]
[null,null,null,null,null,null,null,null,null,null,null,null,null,null,null,null,null,null,null,73,8.7346591625134806E-3,7.5905005754245849,19.889340948061999,7.8371995484426407,7.8371995484426407,77.161653048510573,null,1.486402562593973,19.430934236323413,34.897426824444892,18.062308778356641,18.062308778356641]
[null,null,null,null,null,null,null,null,null,null,null,null,null,null,null,null,null,null,null,74,8.4999372613623336E-3,7.527231687334961,19.75798467085724,7.7704328828287998,7.7704328828287998,49.407911965798178,null,1.4664309054948836,19.270073391066813,34.692839768315324,17.923229374363022,17.923229374363022]
[null,null,null,null,null,null,null,null,null,null,null,null,null,null,null,null,null,null,null,75,8.2745512581823277E-3,7.4653345929893931,19.629206097878068,7.7051288385748649,7.7051288385748649,38.200893471504514,null,1.4469888207717276,19.112676873759114,34.491991319376162,17.786988033885844,17.786988033885844]
[null,null,null,null,null,null,null,null,null,null,null,null,null,null,null,null,null,null,null,76,8.0580125261775493E-3,7.4047617258456739,19.502921813589637,7.6412364385575984,7.6412364385575984,31.825731660464328,null,1.4280555206632335,18.958625358654988,34.294766720615812,17.653491302368369,17.653491302368369]
[null,null,null,null,null,null,null,null,null,null,null,null,null,null,null,null,null,null,null,77,7.849863993229178E-3,7.3454677705622089,19.37905213984186,7.5787071234708492,7.5787071234708492,27.619406839793783,null,1.4096112913558307,18.807805130238201,34.101056141644726,17.522649949395674,17.522649949395674]
[null,null,null,null,null,null,null,null,null,null,null,null,null,null,null,null,null,null,null,78,7.649677727698645E-3,7.2874095287061209,19.257520923019456,7.5174946075628668,7.5174946075628668,24.597051025023006,null,1.3916374245144445,18.660107750731378,33.910754408072606,17.394378727064485,17.394378727064485]
[null,null,null,null,null,null,null,null,null,null,null,null,null,null,null,null,null,null,null,79,7.4570527370525497E-3,7.2305457940844917,19.138255335798021,7.457554744700019,7.457554744700019,22.300678952859471,null,1.3741161539856168,18.515429751280152,33.723760748929891,17.268596145009237,17.268596145009237]
[null,null,null,null,null,null,null,null,null,null,null,null,null,null,null,null,null,null,null,80,7.2716129582772737E-3,7.1748372369015669,19.021185692420204,7.3988454039019871,7.3988454039019871,20.485514737727044,null,1.357030597222775,18.373672344850419,33.539978560723519,17.145224260745398,17.145224260745398]
[null,null,null,null,null,null,null,null,null,null,null,null,null,null,null,null,null,null,null,81,7.0930054206144177E-3,7.1202462960052344,18.906245276332356,7.3413263535612714,7.3413263535612714,19.007716814801142,null,1.3403647010276867,18.234741159062207,33.359315186842146,17.024188484113495,17.024188484113495]
[null,null,null,null,null,null,null,null,null,null,null,null,null,null,null,null,null,null,null,82,6.9208985649851229E-3,7.0667370785752155,18.79337017927628,7.284959153652153,7.284959153652153,17.776696266849854,null,1.3241031912415562,18.098545987348952,33.181681711140122,16.905417394717624,16.905417394717624]
[null,null,null,null,null,null,null,null,null,null,null,null,null,null,null,null,null,null,null,83,6.7549807036755283E-3,7.0142752666495198,18.68249915091792,7.2297070552772311,7.2297070552772311,16.73229910262728,null,1.3082315260543527,17.965000556979078,33.00699276463142,16.788842571350873,16.788842571350873]
[null,null,null,null,null,null,null,null,null,null,null,null,null,null,null,null,null,null,null,84,6.5949586084030898E-3,6.9628280299448306,18.573573458199917,7.1755349069885597,7.1755349069885597,15.832872229078134,null,1.2927358526323771,17.834022312609623,32.835166344316761,16.674398432489415,16.674398432489415]
[null,null,null,null,null,null,null,null,null,null,null,null,null,null,null,null,null,null,null,85,6.4405562136045091E-3,6.9123639444824221,18.466536753720447,7.1224090673217688,7.1224090673217688,15.048575538609384,null,1.2776029667921562,17.705532214161067,32.66612364325092,16.562022087016857,16.562022087016857]
[null,null,null,null,null,null,null,null,null,null,null,null,null,null,null,null,null,null,null,86,6.2915134250118854E-3,6.8628529165687269,18.361334952403922,7.0702973231050237,7.0702973231050237,14.357420613463319,null,1.2628202754739337,17.579454547909993,32.49978889103177,16.451653194413229,16.451653194413229]
[null,null,null,null,null,null,null,null,null,null,null,null,null,null,null,null,null,null,null,87,6.1475850236263341E-3,6.814266111713323,18.257916115907847,7.0191688130526018,7.0191688130526018,13.74281529708594,null,1.2483757617905968,17.455716749792792,32.336089203961379,16.343233833707934,16.343233833707934]
[null,null,null,null,null,null,null,null,null,null,null,null,null,null,null,null,null,null,null,88,6.0085396561646576E-3,6.7665758881212241,18.156230344164214,6.9689939562906602,6.9689939562906602,13.191982661057182,null,1.2342579524481601,17.334249240001068,32.174954444190959,16.236708380555466,16.236708380555466]
[null,null,null,null,null,null,null,null,null,null,null,null,null,null,null,null,null,null,null,89,5.874158904845217E-3,6.7197557344070447,18.056229673550661,6.9197443854100129,6.9197443854100129,12.694909529294819,null,1.2204558873521678,17.214985268028101,32.016317087217473,16.132023391845966,16.132023391845966]
[null,null,null,null,null,null,null,null,null,null,null,null,null,null,null,null,null,null,null,90,5.7442364292654702E-3,6.6737802112284044,17.957867981222989,6.8713928837250933,6.8713928837250933,12.243627442704451,null,1.2069590912308021,17.097860767396995,31.860112097150868,16.02912749731129,16.02912749731129]
[null,null,null,null,null,null,null,null,null,null,null,null,null,null,null,null,null,null,null,91,5.618577173422068E-3,6.628624896538895,17.861100895154777,6.8239133264446536,6.8239133264446536,11.831708894798112,null,1.1937575471202815,16.982814219365586,31.706276809216845,15.927971297631437,15.927971297631437]
[null,null,null,null,null,null,null,null,null,null,null,null,null,null,null,null,null,null,null,92,5.496996633567619E-3,6.584266334212316,17.765885709515715,6.7772806254388342,6.7772806254388342,11.453906791393706,null,1.1808416715715129,16.869786524961746,31.554750819002702,15.828507268585867,15.828507268585867]
[null,null,null,null,null,null,null,null,null,null,null,null,null,null,null,null,null,null,null,93,5.3793201801255464E-3,6.5406819857880691,17.672181304984406,6.7314706773815942,6.7314706773815942,11.105891500290227,null,1.1682022914490249,16.758720884755579,31.405475877991751,15.730689670830982,15.730689670830982]
[null,null,null,null,null,null,null,null,null,null,null,null,null,null,null,null,null,null,null,94,5.2653824306077013E-3,6.4978501851160217,17.579948073681862,6.686460315002023,6.686460315002023,10.78405582005621,null,1.1558306222041481,16.649562685823241,31.258395794967178,15.634474464917906,15.634474464917906]
[null,null,null,null,null,null,null,null,null,null,null,null,null,null,null,null,null,null,null,95,5.1550266680067125E-3,6.4557500957027969,17.489147848407356,6.6422272612398956,6.6422272612398956,10.485368121655029,null,1.143718247514294,16.542259395400922,31.113456342898125,15.539819231194979,15.539819231194979]
[null,null,null,null,null,null,null,null,null,null,null,null,null,null,null,null,null,null,null,96,5.0481043015793148E-3,6.4143616705716795,17.399743835876507,6.5987500861042463,6.5987500861042463,10.20726024454757,null,1.1318571001891615,16.436760460767285,30.970605170949987,15.446683094266952,15.446683094266952]
[null,null,null,null,null,null,null,null,null,null,null,null,null,null,null,null,null,null,null,97,4.9444743664963653E-3,6.3736656144556036,17.31170055371922,6.55600816604192,6.55600816604192,9.9475408559053449,null,1.1202394442528454,16.333017214929018,30.829791721287812,15.355026651707931,15.355026651707931]
[null,null,null,null,null,null,null,null,null,null,null,null,null,null,null,null,null,null,null,98,4.8440030589063099E-3,6.333643348173382,17.224983770958261,6.5139816456519384,6.5139816456519384,9.7043277287236833,null,1.1088578581182134,16.230982787717227,30.690967150366081,15.264811906748175,15.264811906748175]
[null,null,null,null,null,null,null,null,null,null,null,null,null,null,null,null,null,null,null,99,4.7465633037546695E-3,6.2942769750425214,17.139560451782927,6.4726514015899284,6.4726514015899284,9.4759942574971774,null,1.0977052187766532,16.130612021932635,30.554084254420797,15.17600220467587,15.17600220467587]
[null,null,null,null,null,null,null,null,null,null,null,null,null,null,null,null,null,null,null,100,4.6520343529152797E-3,6.2555492491858331,17.055398702358616,6.4319990085080008,6.4319990085080008,9.2611268148650652,null,1.0867746869324157,16.031861394205166,30.419097398900178,15.088562172714191,15.088562172714191]
[null,null,null,null,null,null,null,null,null,null,null,null,null,null,null,null,null,null,null,101,4.5603014106632145E-3,6.2174435456079209,16.97246772052722,6.3920067069032029,6.3920067069032029,9.0584904525328511,null,1.0760596930163588,15.93468894025866,30.285962451589551,15.002457663151706,15.002457663151706]
[null,null,null,null,null,null,null,null,null,null,null,null,null,null,null,null,null,null,null,102,4.4712552852814724E-3,6.1799438319419551,16.890737748170068,6.3526573727508548,6.3526573727508548,8.8670010890632511,null,1.0655539240189953,15.839054184294771,30.154636719203086,14.917655699520326,14.917655699520326]
[null,null,null,null,null,null,null,null,null,null,null,null,null,null,null,null,null,null,null,103,4.3847920636892468E-3,6.1430346417282635,16.810180026106536,6.3139344888002142,6.3139344888002142,8.6857027873738843,null,1.0552513110873905,15.744918072231016,30.025078887231277,14.834124425629838,14.834124425629838]
[null,null,null,null,null,null,null,null,null,null,null,null,null,null,null,null,null,null,null,104,4.3008128083386055E-3,6.106701049161984,16.730766751344163,6.2758221174342452,6.2758221174342452,8.5137490600661749,null,1.0451460178347072,15.652242908547661,29.897248962847748,14.751833057281805,14.751833057281805]
[null,null,null,null,null,null,null,null,null,null,null,null,null,null,null,null,null,null,null,105,4.2192232739495239E-3,6.070928645184722,16.652471036545194,6.238304874987989,6.238304874987989,8.3503873878214563,null,1.035232429315081,15.560992296515634,29.771108220692483,14.670751836498054,14.670751836498054]
[null,null,null,null,null,null,null,null,null,null,null,null,null,null,null,null,null,null,null,106,4.1399336430032463E-3,6.0357035148604155,16.575266871580425,6.2013679074389074,6.2013679074389074,8.1949463200969603,null,1.0255051416200613,15.471131081594358,29.646619151361239,14.590851988110703,14.590851988110703]
[null,null,null,null,null,null,null,null,null,null,null,null,null,null,null,null,null,null,null,107,4.0628582784165701E-3,6.0010122159403636,16.499129087038455,6.164996867380296,6.164996867380296,8.0468246657087548,null,1.0159589520561207,15.382625297803198,29.523745412442334,14.512105678571167,14.512105678571167]
[null,null,null,null,null,null,null,null,null,null,null,null,null,null,null,null,null,null,null,108,3.987915492217553E-3,5.9668417585487532,16.424033319566661,6.1291778922004596,6.1291778922004596,7.9054823858946293,null,1.0065888498657143,15.295442116884175,29.402451781952745,14.434485976845512,14.434485976845512]
[null,null,null,null,null,null,null,null,null,null,null,null,null,null,null,null,null,null,null,109,3.9150273291141957E-3,5.9331795859247904,16.34995597895886,6.0938975833928453,6.0938975833928453,7.7704328828287998,null,0.99739000745712159,15.209549800086384,29.282704114035369,14.357966817272553,14.357966817272553]
[null,null,null,null,null,null,null,null,null,null,null,null,null,null,null,null,null,null,null,110,3.8441193633786952E-3,5.9000135561498155,16.276874216855049,6.0591429869323292,6.0591429869323292,7.6412364385575984,null,0.98835777211081488,15.124917652414233,29.164469296788276,14.282522964269459,14.282522964269459]
[null,null,null,null,null,null,null,null,null,null,null,null,null,null,null,null,null,null,null,111,3.7751205092177997E-3,5.8673319248043754,16.204765896994559,6.0249015746462646,6.0249015746462646,7.5174946075628668,null,0.979487658132422,15.041515979192523,29.047715212105448,14.208129978777357,14.208129978777357]
[null,null,null,null,null,null,null,null,null,null,null,null,null,null,null,null,null,null,null,112,3.7079628420997324E-3,5.8351233285022772,16.133609566898485,5.9911612265300391,5.9911612265300391,7.3988454039019871,null,0.97077533942447269,14.959316044811359,28.932410697416103,14.134764186346578,14.134764186346578]
[null,null,null,null,null,null,null,null,null,null,null,null,null,null,null,null,null,null,null,113,3.6425814318619132E-3,5.8033767692418223,16.063384430932729,5.9579102139459792,5.9579102139459792,7.284959153652153,null,0.96221664245108685,14.878290033523134,28.818525509217132,14.062402646767811,14.062402646767811]
[null,null,null,null,null,null,null,null,null,null,null,null,null,null,null,null,null,null,null,114,3.5789141855246953E-3,5.7720815995405701,15.994070324643417,5.925137183653078,5.925137183653078,7.1755349069885597,null,0.95380753957156439,14.798411012172409,28.706030288299818,13.991023125161544,13.991023125161544]
[null,null,null,null,null,null,null,null,null,null,null,null,null,null,null,null,null,null,null,115,3.5169016998253255E-3,5.7412275082901942,15.925647690324695,5.892831142627756,5.892831142627756,7.0702973231050237,null,0.94554414272050569,14.719652894747346,28.594896526578296,13.920604064443857,13.920604064443857]
[null,null,null,null,null,null,null,null,null,null,null,null,null,null,null,null,null,null,null,116,3.4564871226052674E-3,5.7108045073086942,15.858097553714742,5.8609814436144916,5.8609814436144916,6.9689939562906602,null,0.93742269741362727,14.641990408648738,28.48509653543292,13.851124559091881,13.851124559091881]
[null,null,null,null,null,null,null,null,null,null,null,null,null,null,null,null,null,null,null,117,3.3976160225535068E-3,5.6808029185331179,15.791401501794098,5.8295777713872212,5.8295777713872212,6.8713928837250933,null,0.92943957705985747,14.565399062579372,28.376603415487288,13.78256433013714,13.78256433013714]
[null,null,null,null,null,null,null,null,null,null,null,null,null,null,null,null,null,null,null,118,3.3402362664531893E-3,5.6512133618314238,15.725541661597163,5.7986101296571633,5.7986101296571633,6.7772806254388342,null,0.9215912775616083,14.489855115962865,28.269391027742458,13.714903701319512,13.714903701319512]
[null,null,null,null,null,null,null,null,null,null,null,null,null,null,null,null,null,null,null,119,3.2842979037326359E-3,5.6220267433891422,15.660500680000041,5.7680688286084205,5.7680688286084205,6.686460315002023,null,0.91387441218633192,14.415335549806784,28.163433965996724,13.648123576338747,13.648123576338747]
[null,null,null,null,null,null,null,null,null,null,null,null,null,null,null,null,null,null,null,120,3.2297530577096722E-3,5.5932342446449184,15.596261704423796,5.7379444730233899,5.7379444730233899,6.5987500861042463,null,0.90628570669359343,14.341818038930434,28.058707530483616,13.582205417144452,13.582205417144452]
[null,null,null,null,null,null,null,null,null,null,null,null,null,null,null,null,null,null,null,121,3.1765558232166313E-3,5.564827311735371,15.532808364409902,5.708227950953642,5.708227950953642,6.5139816456519384,null,0.89882199470292923,14.269280925482541,27.955187702664826,13.517131223208992,13.517131223208992]
[null,null,null,null,null,null,null,null,null,null,null,null,null,null,null,null,null,null,null,122,3.1246621698954868E-3,5.5367976454392647,15.470124754008793,5.6789104229267195,5.6789104229267195,6.4319990085080008,null,0.89148021328872395,14.197703193678908,27.852851121118466,13.452883511731267,13.452883511731267]
[null,null,null,null,null,null,null,null,null,null,null,null,null,null,null,null,null,null,null,123,3.074029850978377E-3,5.5091371915737,15.408195414961483,5.6499833116399714,5.6499833116399714,6.3526573727508548,null,0.88425739878923015,14.127064445694312,27.75167505846678,13.389445298722395,13.389445298722395]
[null,null,null,null,null,null,null,null,null,null,null,null,null,null,null,null,null,null,null,124,3.0246183174824637E-3,5.4818381318286811,15.347005320614244,5.6214382921300512,5.6214382921300512,6.2758221174342452,null,0.87715068281768382,14.05734487864701,27.65163739929055,13.326800080927296,13.326800080927296]
[null,null,null,null,null,null,null,null,null,null,null,null,null,null,null,null,null,null,null,125,2.9763886368385783E-3,5.4548928750218693,15.286539860531775,5.5932672823837493,5.5932672823837493,6.2013679074389074,null,0.87015728846423701,13.988525262618008,27.55271661898048,13.264931818538948,13.264931818538948]
[null,null,null,null,null,null,null,null,null,null,null,null,null,null,null,null,null,null,null,126,2.9293034161668174E-3,5.428294048736916,15.226784825780669,5.565462434371284,5.565462434371284,6.1291778922004596,null,0.8632745266781412,13.920586919650697,27.454891763478894,13.203824918664601,13.203824918664601]
[null,null,null,null,null,null,null,null,null,null,null,null,null,null,null,null,null,null,null,127,2.8833267298864484E-3,5.4020344913365079,15.167726394840884,5.5380161254786344,5.5380161254786344,6.0591429869323292,null,0.85649979282028099,13.85351170367972,27.358142429867573,13.143464219505656,13.143464219505656]
[null,null,null,null,null,null,null,null,null,null,null,null,null,null,null,null,null,null,null,128,2.8384240511627468E-3,5.376107244331024,15.109351120122028,5.5109209503166312,5.5109209503166312,5.9911612265300391,null,0.84983056337677221,13.787281981341058,27.262448747760185,13.083834975215117,13.083834975215117]
[null,null,null,null,null,null,null,null,null,null,null,null,null,null,null,null,null,null,null,129,2.7945621868639137E-3,5.3505055450739292,15.051645915042627,5.4841697128931628,5.4841697128931628,5.925137183653078,null,0.8432643928249125,13.721880613618056,27.167791361460051,13.024922841398668,13.024922841398668]
[null,null,null,null,null,null,null,null,null,null,null,null,null,null,null,null,null,null,null,130,2.7517092165112444E-3,5.3252228197791283,14.994598041655991,5.4577554191200761,5.4577554191200761,5.8609814436144916,null,0.83679891064330936,13.657290938280834,27.07415141284617,12.966713861227294,12.966713861227294]
[null,null,null,null,null,null,null,null,null,null,null,null,null,null,null,null,null,null,null,131,2.7098344338440938E-3,5.3002526768391363,14.938195098788583,5.4316712696477225,5.4316712696477225,5.7986101296571633,null,0.83043181845850433,13.593496753078989,26.981510524952604,12.909194452131267,12.909194452131267]
[null,null,null,null,null,null,null,null,null,null,null,null,null,null,null,null,null,null,null,132,2.6689082921649288E-3,5.2755889004245091,14.88242501067316,5.4059106530028203,5.4059106530028203,5.7379444730233899,null,0.82416088732088055,13.530482299649789,26.889850786208061,12.852351393046961,12.852351393046961]
[null,null,null,null,null,null,null,null,null,null,null,null,null,null,null,null,null,null,null,133,2.6289023519012744E-3,5.2512254443599886,14.827276016036194,5.3804671390234944,5.3804671390234944,5.6789104229267195,null,0.81798395510306865,13.468232248106256,26.799154735304512,12.796171812189641,12.796171812189641]
[null,null,null,null,null,null,null,null,null,null,null,null,null,null,null,null,null,null,null,134,2.5897892313224702E-3,5.227156426253714,14.77273665764551,5.3553344725623901,5.3553344725623901,5.6214382921300512,null,0.8118989240144735,13.406731682271536,26.709405346665267,12.740643175326751,12.740643175326751]
[null,null,null,null,null,null,null,null,null,null,null,null,null,null,null,null,null,null,null,135,2.5515425596012165E-3,5.2033761218774544,14.718795772264002,5.3305065674637717,5.3305065674637717,5.565462434371284,null,0.80590375822591886,13.345966085527877,26.620586016484516,12.685753274527766,12.685753274527766]
[null,null,null,null,null,null,null,null,null,null,null,null,null,null,null,null,null,null,null,136,2.5141369325183405E-3,5.1798789597723953,14.665442481019454,5.3059775007827739,5.3059775007827739,5.5109209503166312,null,0.79999648159876158,13.285921327250263,26.53268054931198,12.631490217367876,12.631490217367876]
[null,null,null,null,null,null,null,null,null,null,null,null,null,null,null,null,null,null,null,137,2.4775478700433951E-3,5.1566595160836641,14.612666180146334,5.2817415072454423,5.2817415072454423,5.4577554191200761,null,0.79417517551315042,13.226583649796492,26.445673145157485,12.577842416564064,12.577842416564064]
[null,null,null,null,null,null,null,null,null,null,null,null,null,null,null,null,null,null,null,138,2.4417517763879459E-3,5.1337125096029013,14.560456532102307,5.257792973939786,5.257792973939786,5.4059106530028203,null,0.78843797679042027,13.167939656026974,26.35954838709187,12.524798580023308,12.524798580023308]
[null,null,null,null,null,null,null,null,null,null,null,null,null,null,null,null,null,null,null,139,2.4067259020057463E-3,5.1110327970106937,14.508803457028534,5.2341264352141934,5.2341264352141934,5.3553344725623901,null,0.78278307570489214,13.109976297329014,26.27429122932163,12.472347701283674,12.472347701283674]
[null,null,null,null,null,null,null,null,null,null,null,null,null,null,null,null,null,null,null,140,2.372448307284003E-3,5.0886153683150042,14.457697124543301,5.2107365677918551,5.2107365677918551,5.3059775007827739,null,0.77720871408062353,13.052680862121772,26.189886985716068,12.42047905033016,12.42047905033016]
[null,null,null,null,null,null,null,null,null,null,null,null,null,null,null,null,null,null,null,141,2.3388978283520601E-3,5.0664553424678616,14.407127945853063,5.1876181860720862,5.1876181860720862,5.257792973939786,null,0.77171318346890527,12.996040964819262,26.106321318766685,12.369182164768047,12.369182164768047]
[null,null,null,null,null,null,null,null,null,null,null,null,null,null,null,null,null,null,null,142,2.3060540442401134E-3,5.044547963155992,14.357086566165435,5.1647662376237804,5.1647662376237804,5.2107365677918551,null,0.76629482340253441,12.940044535230083,26.023580228959634,12.318446841337453,12.318446841337453]
[null,null,null,null,null,null,null,null,null,null,null,null,null,null,null,null,null,null,null,143,2.2738972459563911E-3,5.0228885947637991,14.307563857398691,5.1421757988578065,5.1421757988578065,5.1647662376237804,null,0.76095201972311777,12.884679808373676,25.941650044543124,12.268263127753679,12.268263127753679]
[null,null,null,null,null,null,null,null,null,null,null,null,null,null,null,null,null,null,null,144,2.2424084067722561E-3,5.0014727184836829,14.258550911151815,5.1198420708628873,5.1198420708628873,5.1198420708628873,null,0.7556832029778654,12.829935314693884,25.860517411672351,12.218621314858604,12.218621314858604]

{"sheet":"流入量定義","index":3,"n_rows":147,"n_cols":2,"rows_kept":147,"cut":false,"hidden":false,"merged":[]}
["※流出計算を実行する場合、記入する必要はありません。"]
["時刻","行為後流入量"]
["00:00:00"]
["00:10:00"]
["00:20:00"]
["00:30:00"]
["00:40:00"]
["00:50:00"]
["01:00:00"]
["01:10:00"]
["01:20:00"]
["01:30:00"]
["01:40:00"]
["01:50:00"]
["02:00:00"]
["02:10:00"]
["02:20:00"]
["02:30:00"]
["02:40:00"]
["02:50:00"]
["03:00:00"]
["03:10:00"]
["03:20:00"]
["03:30:00"]
["03:40:00"]
["03:50:00"]
["04:00:00"]
["04:10:00"]
["04:20:00"]
["04:30:00"]
["04:40:00"]
["04:50:00"]
["05:00:00"]
["05:10:00"]
["05:20:00"]
["05:30:00"]
["05:40:00"]
["05:50:00"]
["06:00:00"]
["06:10:00"]
["06:20:00"]
["06:30:00"]
["06:40:00"]
["06:50:00"]
["07:00:00"]
["07:10:00"]
["07:20:00"]
["07:30:00"]
["07:40:00"]
["07:50:00"]
["08:00:00"]
["08:10:00"]
["08:20:00"]
["08:30:00"]
["08:40:00"]
["08:50:00"]
["09:00:00"]
["09:10:00"]
["09:20:00"]
["09:30:00"]
["09:40:00"]
["09:50:00"]
["10:00:00"]
["10:10:00"]
["10:20:00"]
["10:30:00"]
["10:40:00"]
["10:50:00"]
["11:00:00"]
["11:10:00"]
["11:20:00"]
["11:30:00"]
["11:40:00"]
["11:50:00"]
["12:00:00"]
["12:10:00"]
["12:20:00"]
["12:30:00"]
["12:40:00"]
["12:50:00"]
["13:00:00"]
["13:10:00"]
["13:20:00"]
["13:30:00"]
["13:40:00"]
["13:50:00"]
["14:00:00"]
["14:10:00"]
["14:20:00"]
["14:30:00"]
["14:40:00"]
["14:50:00"]
["15:00:00"]
["15:10:00"]
["15:20:00"]
["15:30:00"]
["15:40:00"]
["15:50:00"]
["16:00:00"]
["16:10:00"]
["16:20:00"]
["16:30:00"]
["16:40:00"]
["16:50:00"]
["17:00:00"]
["17:10:00"]
["17:20:00"]
["17:30:00"]
["17:40:00"]
["17:50:00"]
["18:00:00"]
["18:10:00"]
["18:20:00"]
["18:30:00"]
["18:40:00"]
["18:50:00"]
["19:00:00"]
["19:10:00"]
["19:20:00"]
["19:30:00"]
["19:40:00"]
["19:50:00"]
["20:00:00"]
["20:10:00"]
["20:20:00"]
["20:30:00"]
["20:40:00"]
["20:50:00"]
["21:00:00"]
["21:10:00"]
["21:20:00"]
["21:30:00"]
["21:40:00"]
["21:50:00"]
["22:00:00"]
["22:10:00"]
["22:20:00"]
["22:30:00"]
["22:40:00"]
["22:50:00"]
["23:00:00"]
["23:10:00"]
["23:20:00"]
["23:30:00"]
["23:40:00"]
["23:50:00"]
["24:00"]

{"sheet":"01流出計算（Q-Tグラフ）","index":4,"n_rows":27,"n_cols":11,"rows_kept":27,"cut":false,"hidden":false,"merged":[[1,1,1,5],[1,7,1,24],[22,2,24,4],[9,2,12,4],[17,2,18,5]]}
[]
[null,"流 出 計 算 条 件",null,null,null,null,null,"流 出 計 算 結 果"]
[]
[null,null,null,null,null,null,null,"時刻","行為前流入量","行為後流入量","降雨強度"]
[null,1,"流出計算の実行"]
[]
[null,null,"行為面積",null,"ha"]
[]
[null,null,"降雨量"]
[null,null,"※「降雨強度」シートに基準降雨を入力してください。（都道府県知事等により公示されている「基準降雨」の値に変更してください。）"]
[]
[]
[]
[]
[null,null,"流出係数"]
[null,null,"行為前"]
[null,null,"行為後"]
[null,null,"※「流出係数算出」シートで算出した諸元が入力されていますが、必要に応じて申請図書記載値に上書きすることができます。"]
[]
[]
[null,null,"流出計算結果の指定"]
[]
[null,null,"※「流入量定義」シートに計算された流出計算結果（行為後）を入力してください。"]
[]
[]
[]
[null,null,"許容放流量",null,"m3/s"]

{"sheet":"浸透施設能力","index":5,"n_rows":62,"n_cols":24,"rows_kept":62,"cut":false,"hidden":false,"merged":[[49,1,51,1],[50,2,51,2],[35,1,37,1],[22,2,23,2],[36,2,37,2],[35,2,35,5],[7,1,9,1],[8,2,9,2],[21,1,23,1],[21,2,21,5],[21,6,23,6],[1,1,1,8],[1,14,1,19],[2,2,2,5],[2,8,2,9],[2,15,2,16],[2,19,2,20],[3,2,3,5],[3,15,3,16],[7,2,7,5],[7,6,9,6],[7,7,7,9],[7,14,9,14],[7,16,7,17],[8,3,9,4],[8,5,9,5],[8,16,9,16],[8,17,9,17],[8,15,9,15],[21,16,21,17],[22,3,23,4],[22,5,23,5],[22,16,23,16],[22,17,23,17],[21,7,21,9],[22,15,23,15],[21,14,23,14],[35,16,37,16],[36,3,37,4],[36,5,37,5],[49,2,49,5],[49,6,51,6],[49,7,49,9],[49,15,51,15],[49,16,51,16],[50,3,51,4],[50,5,51,5],[35,7,35,9],[49,14,51,14],[35,14,37,14],[35,15,37,15],[35,6,37,6]]}
[]
[null,"浸透施設能力算定結果",null,null,null,null,null,null,null,null,null,null,null,null,"空隙貯留量算定結果"]
[null,"浸透マス","浸透トレンチ",null,null,null,"透水性舗装","その他","浸透施設能力算定結果",null,null,null,null,null,"浸透マス","浸透トレンチ",null,"透水性舗装","その他","空隙貯留量算定結果"]
[null,{"$f":"SUM(K11:L20)","v":0},{"$f":"SUM(L25:L34)","v":0},null,null,null,{"$f":"SUM(L39:L48)","v":0},{"$f":"SUM(L53:L62)","v":0},{"$f":"B4+C4+G4+H4","v":0},"ｍ3/ｈｒ",null,null,null,null,{"$f":"SUM(M11:M20)","v":0},{"$f":"SUM(M25:M34)","v":0},null,{"$f":"SUM(M39:M48)/100","v":0},{"$f":"SUM(M53:M62)/100","v":0},{"$f":"O4+P4+R4+S4","v":0},"ｍ3"]
[null,null,null,null,null,null,null,null,{"$f":"I4/3600","v":0},"ｍ3/s"]
[null,null,null,null,null,null,null,"（開発エリア全体に対する全浸透施設の浸透強度:",{"$f":"I5/流出係数算出!G8*3600/10","v":{"$error":"#DIV/0!"}},"mm/hr)"]
[null,"条件設定",null,null,null,null,null,null,null,null,null,null,null,null,"条件設定"]
[null,"【浸透マス】","単位設計浸透能（ｍ3/ｈｒ/個）",null,null,null,"設置数量\n（個）","影響係数",null,null,null,null,null,null,"【浸透マス】\n1個あたり","ます部","砕石部"]
[null,null,"比浸透量（㎡）","飽和透水係数",null,"飽和透水係数\n（m/hr）",null,"（1）","（2）","（3）",null,null,null,null,null,"体積\n（ｍ3）","体積\n（ｍ3）","空隙率\n（％）"]
[null,null,null,null,null,null,null,"内容（１）","内容（２）","内容（３）",null,null,null,null,null,null,null,null,null,null,null,null,null,"単位リスト"]
[null,1,null,null,null,{"$f":"IF(E11=$X$11,0,IF(E11=$X$14,D11,IF(E11=$X$13,D11*3600,D11*3600/100)))","v":0},null,0.9,0.9,0.8,null,{"$f":"$C11*$F11*$G11*$H11*$I11*$J11","v":0},{"$f":"($P11+$Q11*$R11/100)*$G11","v":0},null,1]
[null,2,null,null,null,{"$f":"IF(E12=$X$11,0,IF(E12=$X$14,D12,IF(E12=$X$13,D12*3600,D12*3600/100)))","v":0},null,0.9,0.9,1,null,{"$f":"$C12*$F12*$G12*$H12*$I12*$J12","v":0},{"$f":"($P12+$Q12*$R12/100)*$G12","v":0},null,2,null,null,null,null,null,null,null,null,"cm/s"]
[null,3,null,null,null,{"$f":"IF(E13=$X$11,0,IF(E13=$X$14,D13,IF(E13=$X$13,D13*3600,D13*3600/100)))","v":0},null,0.9,0.9,1,null,{"$f":"$C13*$F13*$G13*$H13*$I13*$J13","v":0},{"$f":"($P13+$Q13*$R13/100)*$G13","v":0},null,3,null,null,null,null,null,null,null,null,"m/s"]
[null,4,null,null,null,0,null,0.9,0.9,1,null,0,{"$f":"($P14+$Q14*$R14/100)*$G14","v":0},null,4,null,null,null,null,null,null,null,null,"m/hr"]
[null,5,null,null,null,0,null,0.9,0.9,1,null,0,{"$f":"($P15+$Q15*$R15/100)*$G15","v":0},null,5]
[null,6,null,null,null,0,null,0.9,0.9,1,null,0,0,null,6]
[null,7,null,null,null,0,null,0.9,0.9,1,null,0,0,null,7]
[null,8,null,null,null,0,null,0.9,0.9,1,null,0,0,null,8]
[null,9,null,null,null,0,null,0.9,0.9,1,null,0,0,null,9]
[null,10,null,null,null,0,null,0.9,0.9,1,null,0,0,null,10]
[]
[null,"【浸透トレンチ】","単位設計浸透能（ｍ3/ｈｒ/m）",null,null,null,"設置数量\n（ｍ）","影響係数",null,null,null,null,null,null,"【浸透トレンチ】\n1mあたり","浸透管部","砕石部"]
[null,null,"比浸透量（㎡）","飽和透水係数",null,"飽和透水係数\n（m/hr）",null,"（1）","（2）","（3）",null,null,null,null,null,"体積\n（ｍ3）","体積\n（ｍ3）","空隙率\n（％）"]
[null,null,null,null,null,null,null,"内容（１）","内容（２）","内容（３）"]
[null,1,null,null,null,{"$f":"IF(E25=$X$11,0,IF(E25=$X$14,D25,IF(E25=$X$13,D25*3600,D25*3600/100)))","v":0},null,0.9,0.9,1,null,{"$f":"$C25*$F25*$G25*$H25*$I25*$J25","v":0},{"$f":"($P25+$Q25*$R25/100)*$G25","v":0},null,1]
[null,2,null,null,null,{"$f":"IF(E26=$X$11,0,IF(E26=$X$14,D26,IF(E26=$X$13,D26*3600,D26*3600/100)))","v":0},null,0.9,0.9,1,null,{"$f":"$C26*$F26*$G26*$H26*$I26*$J26","v":0},{"$f":"($P26+$Q26*$R26/100)*$G26","v":0},null,2]
[null,3,null,null,null,{"$f":"IF(E27=$X$11,0,IF(E27=$X$14,D27,IF(E27=$X$13,D27*3600,D27*3600/100)))","v":0},null,0.9,0.9,1,null,0,0,null,3]
[null,4,null,null,null,0,null,0.9,0.9,1,null,0,0,null,4]
[null,5,null,null,null,0,null,0.9,0.9,1,null,0,0,null,5]
[null,6,null,null,null,0,null,0.9,0.9,1,null,0,0,null,6]
[null,7,null,null,null,0,null,0.9,0.9,1,null,0,0,null,7]
[null,8,null,null,null,0,null,0.9,0.9,1,null,0,0,null,8]
[null,9,null,null,null,0,null,0.9,0.9,1,null,0,0,null,9]
[null,10,null,null,null,0,null,0.9,0.9,1,null,0,0,null,10]
[]
[null,"【透水性舗装】","単位設計浸透能（ｍ3/ｈｒ/㎡）",null,null,null,"設置数量\n（㎡）","影響係数",null,null,null,null,null,null,"【透水性舗装】\n1m2あたり","体積\n（ｍ3）","空隙率\n（％）"]
[null,null,"比浸透量（㎡）","飽和透水係数",null,"飽和透水係数\n（m/hr）",null,"（1）","（2）","（3）"]
[null,null,null,null,null,null,null,"内容（１）","内容（２）","内容（３）"]
[null,1,null,null,null,{"$f":"IF(E39=$X$11,0,IF(E39=$X$14,D39,IF(E39=$X$13,D39*3600,D39*3600/100)))","v":0},null,0.9,0.9,0.1,null,{"$f":"$C39*$F39*$G39*$H39*$I39*$J39","v":0},{"$f":"$G39*($P39*Q39)","v":0},null,1]
[null,2,null,null,null,{"$f":"IF(E40=$X$11,0,IF(E40=$X$14,D40,IF(E40=$X$13,D40*3600,D40*3600/100)))","v":0},null,0.9,0.9,1,null,{"$f":"$C40*$F40*$G40*$H40*$I40*$J40","v":0},{"$f":"$G40*($P40*Q40)","v":0},null,2]
[null,3,null,null,null,{"$f":"IF(E41=$X$11,0,IF(E41=$X$14,D41,IF(E41=$X$13,D41*3600,D41*3600/100)))","v":0},null,0.9,0.9,1,null,0,{"$f":"$G41*($P41*Q41)","v":0},null,3]
[null,4,null,null,null,0,null,0.9,0.9,1,null,0,{"$f":"$G42*($P42*Q42)","v":0},null,4]
[null,5,null,null,null,0,null,0.9,0.9,1,null,0,{"$f":"$G43*($P43*Q43)","v":0},null,5]
[null,6,null,null,null,0,null,0.9,0.9,1,null,0,{"$f":"$G44*($P44*Q44)","v":0},null,6]
[null,7,null,null,null,0,null,0.9,0.9,1,null,0,{"$f":"$G45*($P45*Q45)","v":0},null,7]
[null,8,null,null,null,0,null,0.9,0.9,1,null,0,{"$f":"$G46*($P46*Q46)","v":0},null,8]
[null,9,null,null,null,0,null,0.9,0.9,1,null,0,{"$f":"$G47*($P47*Q47)","v":0},null,9]
[null,10,null,null,null,0,null,0.9,0.9,1,null,0,{"$f":"$G48*($P48*Q48)","v":0},null,10]
[]
[null,"【その他】","単位設計浸透能（ｍ3/ｈｒ/単位）",null,null,null,"設置数量\n（単位）","影響係数",null,null,null,null,null,null,"【その他】\n1単位あたり","体積\n（ｍ3）","空隙率\n（％）"]
[null,null,"比浸透量（㎡）","飽和透水係数",null,"飽和透水係数\n（m/hr）",null,"（1）","（2）","（3）"]
[null,null,null,null,null,null,null,"内容（１）","内容（２）","内容（３）"]
[null,1,null,null,null,{"$f":"IF(E53=$X$11,0,IF(E53=$X$14,D53,IF(E53=$X$13,D53*3600,D53*3600/100)))","v":0},null,0.9,0.9,null,null,{"$f":"$C53*$F53*$G53*$H53*$I53*$J53","v":0},{"$f":"$G53*($P53*Q53)","v":0},null,1]
[null,2,null,null,null,{"$f":"IF(E54=$X$11,0,IF(E54=$X$14,D54,IF(E54=$X$13,D54*3600,D54*3600/100)))","v":0},null,0.9,0.9,null,null,0,0,null,2]
[null,3,null,null,null,{"$f":"IF(E55=$X$11,0,IF(E55=$X$14,D55,IF(E55=$X$13,D55*3600,D55*3600/100)))","v":0},null,0.9,0.9,null,null,0,0,null,3]
[null,4,null,null,null,0,null,0.9,0.9,null,null,0,0,null,4]
[null,5,null,null,null,0,null,0.9,0.9,null,null,0,0,null,5]
[null,6,null,null,null,0,null,0.9,0.9,null,null,0,0,null,6]
[null,7,null,null,null,0,null,0.9,0.9,null,null,0,0,null,7]
[null,8,null,null,null,0,null,0.9,0.9,null,null,0,0,null,8]
[null,9,null,null,null,0,null,0.9,0.9,null,null,0,0,null,9]
[null,10,null,null,null,0,null,0.9,0.9,null,null,0,0,null,10]

{"sheet":"浸透施設能力（貯留浸透モデル_道路管理者用）","index":6,"n_rows":58,"n_cols":25,"rows_kept":58,"cut":false,"hidden":false,"merged":[[53,1,53,2],[54,1,54,2],[46,1,46,2],[47,1,47,2],[48,1,48,2],[49,1,49,2],[52,1,52,2],[37,12,39,12],[52,8,52,9],[40,1,40,2],[41,1,41,2],[42,1,42,2],[43,1,43,2],[44,1,44,2],[45,1,45,2],[38,9,39,9],[38,10,39,10],[37,7,39,7],[37,8,39,8],[37,9,37,10],[29,1,29,2],[30,1,30,2],[31,1,31,2],[38,3,39,3],[32,1,32,2],[33,1,33,2],[34,1,34,2],[35,1,35,2],[37,1,39,2],[37,3,37,6],[38,4,39,5],[38,6,39,6],[23,20,25,20],[24,3,25,3],[24,9,25,9],[24,10,25,10],[23,18,25,18],[23,19,25,19],[23,12,25,12],[23,17,25,17],[23,9,23,10],[23,14,23,15],[24,13,25,13],[24,14,25,14],[24,15,25,15],[18,1,18,2],[18,10,18,11],[27,1,27,2],[28,1,28,2],[21,1,21,8],[23,1,25,2],[23,7,25,7],[23,8,25,8],[26,1,26,2],[23,3,23,6],[24,4,25,5],[24,6,25,6],[14,1,14,2],[14,10,14,11],[16,1,16,2],[16,10,16,11],[17,1,17,2],[17,10,17,11],[13,1,13,2],[1,9,1,10],[4,1,4,2],[5,1,5,2],[5,8,5,9],[2,0,2,8],[13,10,13,11],[37,14,37,15],[38,13,39,13],[38,14,39,14],[38,15,39,15],[6,1,7,1],[6,8,6,9],[7,8,7,9],[15,1,15,2],[15,10,15,11],[8,1,9,1],[8,8,8,9],[9,8,9,9],[10,1,10,8],[11,1,11,3],[12,1,12,2],[12,10,12,11]]}
[]
["透水性舗装",null,null,null,null,null,null,null,null,"部分を入力して下さい"]
["【「道路路面雨水処理マニュアル(案)」に対応した計算シート】"]
[null,"基本諸元"]
[null,"設置数量(舗装面積) (m2)"]
[null,"飽和透水係数 （m/hr）",null,null,null,null,null,null,"上層路盤での貯留率(%)",null,{"$f":"M17","v":0}]
[null,"比浸透量算定\n定数　K=aH+b","a",null,null,null,null,null,"下層路盤での貯留率(%)",null,{"$f":"M18","v":0}]
[null,null,"b",null,null,null,null,null,"下層路盤厚(mm)",null,{"$f":"D18","v":0}]
[null,"目詰まり\n係数","C1",null,null,null,null,null,"下層路盤での貯留量(mm)",null,{"$f":"N18","v":0}]
[null,null,"C2",null,null,null,null,null,"貯留量の合計(mm)",null,{"$f":"N19","v":0}]
[]
[null,"貯留率と水拘束率"]
[null,null,null,"厚さ(mm)","空気間隙率\n(%)","空気間隙率との関係",null,"水拘束率\n(%)","水拘束量\n(mm)","貯留率\n(%)","貯留量\n(mm)",null,"STEP2での\n貯留率\n(%)","STEP2での\n貯留量\n(mm)"]
[null,"関係式",null,"a","b","b'",null,"c","a×c/100","d (=b+b')","a×d/100",null,"d-c","a×(d-c)/100"]
[null,"表層",null,null,null,null,null,null,{"$f":"D15*H15/100","v":0},{"$f":"E15+F15","v":0},{"$f":"D15*J15/100","v":0},null,{"$f":"J15-H15","v":0},{"$f":"D15*(J15-H15)/100","v":0}]
[null,"中間層・基層",null,null,null,null,null,null,{"$f":"D16*H16/100","v":0},{"$f":"E16+F16","v":0},{"$f":"D16*J16/100","v":0},null,{"$f":"J16-H16","v":0},{"$f":"D16*(J16-H16)/100","v":0}]
[null,"上層路盤",null,null,null,null,null,null,{"$f":"D17*H17/100","v":0},{"$f":"E17+F17","v":0},{"$f":"D17*J17/100","v":0},null,{"$f":"J17-H17","v":0},{"$f":"D17*(J17-H17)/100","v":0}]
[null,"下層路盤",null,null,null,null,null,null,{"$f":"D18*H18/100","v":0},{"$f":"E18+F18","v":0},{"$f":"D18*J18/100","v":0},null,{"$f":"J18-H18","v":0},{"$f":"D18*(J18-H18)/100","v":0}]
[null,"合計",null,{"$f":"SUM(D15:D18)","v":0},"-","-",null,"-",{"$f":"SUM(I15:I18)","v":0},"-",{"$f":"SUM(K15:K18)","v":0},null,"-",{"$f":"SUM(N15:N18)","v":0}]
[]
["浸透マス・トレンチ"]
[]
[null,"浸透能諸元",null,null,null,null,null,null,null,null,null,null,"空隙貯留諸元"]
[null,"【浸透マス】",null,"単位設計浸透能（ｍ3/ｈｒ/個）",null,null,null,"設置数量\n（個）","設計水頭\n(m)","影響係数",null,null,"【浸透マス】\n1個あたり","ます部","砕石部",null,null,"Σ","設計浸透量","平均設計水頭","設計空隙貯留量"]
[null,null,null,"比浸透量（㎡）","飽和透水係数",null,"飽和透水係数\n（m/hr）",null,null,"地下水位\n係数","目詰まり\n係数",null,null,"体積\n（ｍ3）","体積\n（ｍ3）","空隙率\n（％）"]
[null,null,null,null,null,null,null,null,null,null,null,null,null,null,null,null,"小計",null,null,null,null,null,null,null,"単位リスト"]
[null,1,null,null,null,"m/hr",0.122,null,null,1,1,null,1,null,null,null,null,{"$f":"D27*G27*H27*I27*J27*K27","v":0},{"$f":"D27*G27*H27*J27*K27","v":0},null,{"$f":"H27*(N27+O27*P27/100)","v":0},null,null,null,"単位"]
[null,2,null,null,null,"単位",{"$f":"IF(F28=Y28,\"0.00\",IF(F28=Y31,E28,IF(F28=Y30,E28/3600,E28/360000)))","v":0},null,null,1,1,null,2,null,null,null,null,{"$f":"D28*G28*H28*I28*J28*K28","v":0},{"$f":"D28*G28*H28*J28*K28","v":0},null,0,null,null,null,"cm/s"]
[null,3,null,null,null,"単位",0,null,null,1,1,null,3,null,null,null,null,0,0,null,0,null,null,null,"m/s"]
[null,4,null,null,null,"単位",0,null,null,1,1,null,4,null,null,null,null,0,0,null,0,null,null,null,"m/hr"]
[null,5,null,null,null,"単位",0,null,null,1,1,null,5,null,null,null,null,0,0,null,0]
[null,6,null,null,null,"単位",0,null,null,1,1,null,6,null,null,null,null,0,0,null,0]
[null,7,null,null,null,"単位",0,null,null,1,1,null,7,null,null,null,null,0,0,null,0]
[null,8,null,null,null,"単位",0,null,null,1,1,null,8,null,null,null,null,0,0,null,0]
[null,9,null,null,null,"単位",0,null,null,1,1,null,9,null,null,null,null,0,0,null,0]
[null,10,null,null,null,"単位",0,null,null,1,1,null,10,null,null,null,null,0,0,null,0]
[]
[null,"【浸透トレンチ】",null,"単位設計浸透能（ｍ3/ｈｒ/m）",null,null,null,"設置数量\n（ｍ）","設計水頭\n(m)","影響係数",null,null,"【浸透トレンチ】\n1mあたり","浸透管部","砕石部"]
[null,null,null,"比浸透量（㎡）","飽和透水係数",null,"飽和透水係数\n（m/hr）",null,null,"地下水位\n係数","目詰まり\n係数",null,null,"体積\n（ｍ3）","体積\n（ｍ3）","空隙率\n（％）"]
[]
[null,1,null,null,null,"m/hr",{"$f":"IF(F41=$X$11,0,IF(F41=$X$14,E41,IF(F41=$X$13,E41/3600,E41/360000)))","v":0},null,null,0.9,1,null,1,null,null,null,null,{"$f":"D41*G41*H41*I41*J41*K41","v":0},{"$f":"D41*G41*H41*J41*K41","v":0},null,{"$f":"H41*(N41+O41*P41/100)","v":0}]
[null,2,null,null,null,"単位",{"$f":"IF(F42=Y42,\"0\",IF(F42=Y45,E42,IF(F42=Y44,E42/3600,E42/360000)))","v":0},null,null,1,1,null,2,null,null,null,null,{"$f":"D42*G42*H42*I42*J42*K42","v":0},{"$f":"D42*G42*H42*J42*K42","v":0},null,0]
[null,3,null,null,null,"単位",0,null,null,1,1,null,3,null,null,null,null,0,0,null,0]
[null,4,null,null,null,"単位",0,null,null,1,1,null,4,null,null,null,null,0,0,null,0]
[null,5,null,null,null,"単位",0,null,null,1,1,null,5,null,null,null,null,0,0,null,0]
[null,6,null,null,null,"単位",0,null,null,1,1,null,6,null,null,null,null,0,0,null,0]
[null,7,null,null,null,"単位",0,null,null,1,1,null,7,null,null,null,null,0,0,null,0]
[null,8,null,null,null,"単位",0,null,null,1,1,null,8,null,null,null,null,0,0,null,0]
[null,9,null,null,null,"単位",0,null,null,1,1,null,9,null,null,null,null,0,0,null,0]
[null,10,null,null,null,"単位",0,null,null,1,1,null,10,null,null,null,null,0,0,null,0]
[]
[null,"統合諸元"]
[null,"設計浸透能(m3/hr)",null,{"$f":"S55","v":0}]
[null,"平均設計水頭(m)",null,{"$f":"IF(D53>0,+T55,0)","v":0}]
[null,"設計空隙貯留量(m3)",null,{"$f":"U55","v":0},null,null,null,null,null,null,null,null,null,null,null,null,"総合計",{"$f":"R57+R58","v":0},{"$f":"S57+S58","v":0},{"$f":"R55/S55","v":{"$error":"#DIV/0!"}},{"$f":"U57+U58","v":0}]
[]
[null,null,null,null,null,null,null,null,null,null,null,null,null,null,null,null,"マス",{"$f":"SUM(R27:R36)","v":0},{"$f":"SUM(S27:S36)","v":0},{"$f":"R57/S57","v":{"$error":"#DIV/0!"}},{"$f":"SUM(U27:U36)","v":0}]
[null,null,null,null,null,null,null,null,null,null,null,null,null,null,null,null,"トレンチ",{"$f":"SUM(R41:R50)","v":0},{"$f":"SUM(S41:S50)","v":0},{"$f":"R58/S58","v":{"$error":"#DIV/0!"}},{"$f":"SUM(U41:U50)","v":0}]

{"sheet":"比浸透量","index":7,"n_rows":34,"n_cols":29,"rows_kept":34,"cut":false,"hidden":false,"merged":[[23,5,23,6],[23,7,23,8],[30,1,32,1],[23,1,23,2],[26,1,26,2],[27,1,27,2],[29,1,29,2],[28,1,28,2],[25,1,25,2]]}
[5,null,null,null,null,null,null,null,null,null,null,null,null,null,null,null,null,null,null,null,null,null,null,null,null,null,null,null,1]
[]
[]
[null,null,"透水性舗装"]
[null,null,"浸透側溝および浸透トレンチ"]
[null,null,"円筒ます（側面および底面）"]
[null,null,"円筒ます（底面）"]
[null,null,"正方形ます（側面および底面）"]
[null,null,"正方形ます（底面）"]
[null,null,"矩形の桝"]
[]
[]
[null,null,"H：設計水頭(m)"]
[null,null,"W：施設幅(m)"]
[null,null,"D：施設直径(m)"]
[null,null,"L：施設延長(m)",200]
[]
[null,null,"K：比浸透量",-0.28299999999999997]
[]
[]
[]
[]
[]
[null,"施設",null,"透水性舗装\n（浸透池）","浸透側溝\nおよび\n浸透トレンチ","円筒ます",null,"正方形ます",null,"矩形\nのます"]
[null,"浸透面",null,"底面","側面\nおよび\n底面","側面\nおよび\n底面","底面","側面\nおよび\n底面","底面","側面\nおよび\n底面"]
[null,"模式図"]
[null,"H：設計水頭（m）",1,{"$f":"$D13","v":0},{"$f":"$D13","v":0},{"$f":"$D13","v":0},{"$f":"$D13","v":0},{"$f":"$D13","v":0},0,0]
[null,"W：施設幅(m)",null,{"$f":"$D14","v":0},{"$f":"$D14","v":0},0,0,0,0,0]
[null,"D：施設直径",null,{"$f":"$D15","v":0},{"$f":"$D15","v":0},0,0,0,0,0]
[null,"L：施設延長(m)",null,{"$f":"$D16","v":200},{"$f":"$D16","v":200},200,200,200,200,200]
[null,"係数","a",1.4E-2,3.093,{"$f":"IF(F29<0.2,\"適用外\",IF(F29<=1,0.475*F29+0.945,IF(F29<=10,6.244*F29+2.853,\"適用外\")))","v":"適用外"},{"$f":"IF(G29<0.3,\"適用外\",IF(G29<=1,1.497*G29-0.1,IF(G29<=10,2.556*G29-2.052,\"適用外\")))","v":"適用外"},{"$f":"IF(H28<=1,0.12*H28+0.985,IF(H28<=10,-0.453*H28^2+8.289*H28+0.753,IF(H28<=80,0.747*H28+21.355,\"適用外\")))","v":0.98499999999999999},{"$f":"IF(I28<=1,1.676*I28-0.137,IF(I28<=10,-0.204*I28^2+3.166*I28-1.936,IF(I28<=80,1.265*I28-15.67,\"適用外\")))","v":-0.13700000000000001},{"$f":"3.297*J30+1.971*J28+4.663","v":664.06299999999999}]
[null,null,"b",1.2869999999999999,{"$f":"1.34*E28+0.677","v":0.67700000000000005},{"$f":"IF(F29<0.2,\"適用外\",IF(F29<=1,6.07*F29+1.01,IF(F29<=10,0.93*F29^2+1.606*F29-0.773,\"適用外\")))","v":"適用外"},{"$f":"IF(G29<0.3,\"適用外\",IF(G29<=1,1.13*G29^2+0.638*G29-0.011,IF(G29<=10,0.924*G29^2+0.993*G29-0.087,\"適用外\")))","v":"適用外"},{"$f":"IF(H28<=1,7.837*H28+0.82,IF(H28<=10,1.458*H28^2+1.27*H28+0.362,IF(H28<=80,1.263*H28^2+4.295*H28-7.649,\"適用外\")))","v":0.82},{"$f":"IF(I28<=1,1.496*I28^2+I28*0.671-0.015,IF(I28<=10,1.345*I28^2+0.736*I28+0.251,IF(I28<=80,1.259*I28^2+2.336*I28-8.13,\"適用外\")))","v":-1.4999999999999999E-2},{"$f":"(1.401*J28+0.684)*J30+1.214*J28-0.834","v":135.96600000000001}]
[null,null,"c","-","-",{"$f":"IF(F29<0.2,\"適用外\",IF(F29<=1,2.57*F29-0.188,IF(F29<=10,\"-\",\"適用外\")))","v":"適用外"},{"$f":"IF(G28<=1,2.858*G28-0.283,IF(G28<80,\"-\",\"適用外\"))","v":-0.28299999999999997},{"$f":"IF(H28<=1,2.858*H28-0.283,IF(H28<=80,\"-\",\"適用外\"))","v":-0.28299999999999997},"-","-"]
[null,"比浸透量","K",{"$f":"IF(D27<=1.5,D31*D27+D32,\"適用外\")","v":1.2869999999999999},{"$f":"IF(AND(E27<=1.5,E28<=1.5),E31*E27+E32,\"適用外\")","v":0.67700000000000005},{"$f":"IF(F29<0.2,\"適用外\",IF(F29<=1,F31*F27^2+F32*F27+F33,IF(F29<=10,F31*F27+F32,\"適用外\")))","v":"適用外"},{"$f":"IF(G29<0.3,\"適用外\",IF(G29<10,G31*G29+G32,\"適用外\"))","v":"適用外"},{"$f":"IF(H28<=1,H31*H27^2+H32*H27+H33,IF(H28<=80,H31*H27+H32,\"適用外\"))","v":-0.28299999999999997},{"$f":"IF(I28<=80,I31*I27+I32,\"適用外\")","v":-1.4999999999999999E-2},{"$f":"IF(AND(J27<=1.5,J28<=4,J30<=200),J31*J27+J32,\"適用外\")","v":135.96600000000001}]

{"sheet":"02流出計算（QT-Sグラフ）","index":8,"n_rows":13,"n_cols":10,"rows_kept":13,"cut":false,"hidden":false,"merged":[[7,2,8,5],[12,2,14,5],[1,1,1,5],[1,7,1,23]]}
[]
[null,"流 出 計 算 条 件",null,null,null,null,null,"流 出 計 算 結 果"]
[]
[null,null,null,null,null,null,null,"時刻","浸透考慮前","浸透考慮後"]
[null,2,"浸透施設なし"]
[]
[null,null,"浸透施設あり"]
[null,null,"※「浸透施設能力」シートに浸透施設諸元を入力してください。"]
[]
[]
[null,null,"浸透施設あり"]
[null,null,"（貯留浸透モデル_道路管理者用）"]
[null,null,"※「浸透施設能力（貯留浸透モデル_道路管理者用）」シートに浸透施設諸元を入力してください。"]

{"sheet":"03-①調整池容量の概算","index":9,"n_rows":50,"n_cols":26,"rows_kept":50,"cut":false,"hidden":false,"merged":[[13,3,13,5],[8,8,8,11],[2,1,2,5],[4,4,5,4],[4,5,5,5],[8,4,9,4],[8,5,9,5]]}
["※①自然調節方式により調整地容量を概算する場合に入力してください"]
[]
[null,"入　力　条　件"]
[]
[null,null,"行為後ピーク流入量",null,{"$f":"MAX('02流出計算（QT-Sグラフ）'!$J$5:$J$149)","v":0},"m3/s"]
[null,null,"（浸透考慮後）"]
[]
[null,"調整池諸元"]
[null,null,"許容放流量",null,{"$f":"MAX('01流出計算（Q-Tグラフ）'!$I$5:$I$149)","v":0},"m3/s",null,null,"概　算　結　果"]
[null,null,"（行為前ピーク流入量）"]
[null,null,null,null,null,null,null,null,null,"必要容量",null,"m3/ha"]
[null,null,"調整池高",null,null,"m"]
[]
[null,"浸透施設条件",null,{"$f":"IF('02流出計算（QT-Sグラフ）'!$B$5=1,\"浸透施設なし\",IF('02流出計算（QT-Sグラフ）'!$B$5=2,\"浸透施設あり\",\"浸透施設あり（貯留浸透モデル_道路管理者用）\"))","v":"浸透施設あり"},null,null,{"$f":"'02流出計算（QT-Sグラフ）'!$B$5","v":2},null,null,"オリフィス径（円管、直径）",null,"m"]
[]
[]
[]
[]
[]
[]
[]
[]
[]
[]
[]
[]
[]
[]
[]
[]
[]
[]
[]
[]
[]
[]
[]
[]
[]
[]
[]
[]
[]
[]
[]
[]
[]
[]
[]
[null,null,null,null,null,null,null,null,null,null,null,null,null,null,null,null,null,null,null,null,null,null,null,null,null,"chou"]

{"sheet":"04-①調節計算（自然調節方式）","index":10,"n_rows":151,"n_cols":27,"rows_kept":151,"cut":false,"hidden":false,"merged":[[28,15,29,18],[1,1,1,13],[15,15,15,16],[17,15,17,16],[20,15,20,16],[22,15,22,16],[3,20,3,25],[24,15,24,16],[3,1,3,8],[5,12,6,12],[5,13,6,13],[8,12,9,12],[8,13,9,13],[3,10,3,13],[13,15,13,16],[10,15,11,18]]}
[]
[null,"入　力　条　件"]
[]
[null,"設 定 調 整 池 諸 元",null,null,null,null,null,null,null,null,"行 為 後 流 入 量",null,null,null,null,null,null,null,null,null,"計　算　結　果　（時　系　列）"]
[]
[null,"水深-容量",null,null,null,null,"放流口形状",null,null,null,"行為後ピーク流入量",null,{"$f":"MAX('02流出計算（QT-Sグラフ）'!$J$5:$J$149)","v":0},"m3/s",null,null,null,null,null,null,"時刻","行為後流入量","浸透考慮後流入量","許容放流量","調節後放流量","調整池水位"]
[null,"No","水深H（m）","容量V（m3）",null,null,"（口径）",null,null,null,"（浸透考慮後）",null,null,null,null,null,null,null,null,null,null,null,null,null,null,null,0]
[null,1,null,null,null,1,null,null,null,null,null,null,null,null,null,null,null,null,null,null,null,null,null,null,null,null,0.67091911439040663]
[null,2,null,null,null,null,"直径",null,"m",null,"許容放流量",null,{"$f":"MAX('01流出計算（Q-Tグラフ）'!$I$5:$I$149)","v":0},"m3/s",null,null,null,null,null,null,null,null,null,null,null,null,1.9890448678656161]
[null,3,null,null,null,null,null,null,null,null,"（行為前ピーク流入量）",null,null,null,null,null,null,null,null,null,null,null,null,null,null,null,3.2523358996475356]
[null,4,null,null,null,null,null,null,null,null,null,null,null,null,null,"計　算　結　果",null,null,null,null,null,null,null,null,null,null,4.4455351721564078]
[null,5,null,null,null,null,"高さ",null,"m",null,null,null,null,null,null,null,null,null,null,null,null,null,null,null,null,null,5.5603104181015111]
[null,6,null,null,null,null,"幅",null,"m",null,null,null,null,null,null,null,null,null,null,null,null,null,null,null,null,null,6.5942447101484234]
[null,7,null,null,null,null,null,null,null,null,null,null,null,null,null,"総合評価",null,null,null,null,null,null,null,null,null,null,7.5433567547075207]
[null,8,null,null,null,null,"（管底位置）",null,null,null,null,null,null,null,null,null,null,null,null,null,null,null,null,null,null,null,8.410779872583916]
[null,9,null,null,null,null,"池底高から",null,"m",null,null,null,null,null,null,"放流量評価",null,null,null,null,null,null,null,null,null,null,9.2029893794448174]
[null,10,null,null,null,null,null,null,null,null,null,null,null,null,null,null,null,null,null,null,null,null,null,null,null,null,9.9251141962452163]
[null,11,null,null,null,null,null,null,null,null,null,null,null,null,null,"池容量評価",null,null,null,null,null,null,null,null,null,null,10.579478019601959]
[null,12,null,null,null,null,null,null,null,null,null,null,null,null,null,null,null,null,null,null,null,null,null,null,null,null,11.171412742687947]
[null,13,null,null,null,null,null,null,null,null,null,null,null,null,null,null,null,null,null,null,null,null,null,null,null,null,11.711931266465243]
[null,14,null,null,null,null,null,null,null,null,null,null,null,null,null,"最大放流量",null,null,"m3/s",null,null,null,null,null,null,null,12.203538665954243]
[null,15,null,null,null,null,null,null,null,null,null,null,null,null,null,null,null,null,null,null,null,null,null,null,null,null,12.648266319308762]
[null,16,null,null,null,null,null,null,null,null,null,null,null,null,null,"池内最大水深",null,null,"m",null,null,null,null,null,null,null,13.056747930104056]
[null,17,null,null,null,null,null,null,null,null,null,null,null,null,null,null,null,null,null,null,null,null,null,null,null,null,13.435530488818664]
[null,18,null,null,null,null,null,null,null,null,null,null,null,null,null,"池内最大ボリューム",null,null,"m3",null,null,null,null,null,null,null,13.780835599476935]
[null,19,null,null,null,null,null,null,null,null,null,null,null,null,null,null,null,null,null,null,null,null,null,null,null,null,14.098884509726821]
[null,20,null,null,null,null,null,null,null,null,null,null,null,null,null,null,null,null,null,null,null,null,null,null,null,null,14.396722341144509]
[null,21,null,null,null,null,null,null,null,null,null,null,null,null,null,null,null,null,null,null,null,null,null,null,null,null,14.676277312259696]
[null,22,null,null,null,null,null,null,null,null,null,null,null,null,null,"許 可 申 請 図 書 の 作 成",null,null,null,null,null,null,null,null,null,null,14.942481815683399]
[null,23,null,null,null,null,null,null,null,null,null,null,null,null,null,null,null,null,null,null,null,null,null,null,null,null,15.194988351260664]
[null,24,null,null,null,null,null,null,null,null,null,null,null,null,null,null,null,null,null,null,null,null,null,null,null,null,15.435846391828317]
[null,25,null,null,null,null,null,null,null,null,null,null,null,null,null,null,null,null,null,null,null,null,null,null,null,null,15.672640693781783]
[null,26,null,null,null,null,null,null,null,null,null,null,null,null,null,null,null,null,null,null,null,null,null,null,null,null,15.9050920319402]
[null,27,null,null,null,null,null,null,null,null,null,null,null,null,null,null,null,null,null,null,null,null,null,null,null,null,16.130506086086939]
[null,28,null,null,null,null,null,null,null,null,null,null,null,null,null,null,null,null,null,null,null,null,null,null,null,null,16.351093919266642]
[null,29,null,null,null,null,null,null,null,null,null,null,null,null,null,null,null,null,null,null,null,null,null,null,null,null,16.569616400486577]
[null,30,null,null,null,null,null,null,null,null,null,null,null,null,null,null,null,null,null,null,null,null,null,null,null,null,16.788836018617491]
[null,31,null,null,null,null,null,null,null,null,null,null,null,null,null,null,null,null,null,null,null,null,null,null,null,null,17.008516849912294]
[null,32,null,null,null,null,null,null,null,null,null,null,null,null,null,null,null,null,null,null,null,null,null,null,null,null,17.228424526596037]
[null,33,null,null,null,null,null,null,null,null,null,null,null,null,null,null,null,null,null,null,null,null,null,null,null,null,17.451326206478353]
[null,34,null,null,null,null,null,null,null,null,null,null,null,null,null,null,null,null,null,null,null,null,null,null,null,null,17.679990543542353]
[null,35,null,null,null,null,null,null,null,null,null,null,null,null,null,null,null,null,null,null,null,null,null,null,null,null,17.911565362609842]
[null,36,null,null,null,null,null,null,null,null,null,null,null,null,null,null,null,null,null,null,null,null,null,null,null,null,18.148806016855143]
[null,37,null,null,null,null,null,null,null,null,null,null,null,null,null,null,null,null,null,null,null,null,null,null,null,null,18.394434760127716]
[null,38,null,null,null,null,null,null,null,null,null,null,null,null,null,null,null,null,null,null,null,null,null,null,null,null,18.645534967476031]
[null,39,null,null,null,null,null,null,null,null,null,null,null,null,null,null,null,null,null,null,null,null,null,null,null,null,18.904814333942571]
[null,40,null,null,null,null,null,null,null,null,null,null,null,null,null,null,null,null,null,null,null,null,null,null,null,null,19.174982536549756]
[null,41,null,null,null,null,null,null,null,null,null,null,null,null,null,null,null,null,null,null,null,null,null,null,null,null,19.456019683669719]
[null,42,null,null,null,null,null,null,null,null,null,null,null,null,null,null,null,null,null,null,null,null,null,null,null,null,19.748116293152645]
[null,43,null,null,null,null,null,null,null,null,null,null,null,null,null,null,null,null,null,null,null,null,null,null,null,null,20.053892755141188]
[null,44,null,null,null,null,null,null,null,null,null,null,null,null,null,null,null,null,null,null,null,null,null,null,null,null,20.372930485728379]
[null,45,null,null,null,null,null,null,null,null,null,null,null,null,null,null,null,null,null,null,null,null,null,null,null,null,20.70803844874245]
[null,46,null,null,null,null,null,null,null,null,null,null,null,null,null,null,null,null,null,null,null,null,null,null,null,null,21.059098948333052]
[null,47,null,null,null,null,null,null,null,null,null,null,null,null,null,null,null,null,null,null,null,null,null,null,null,null,21.42577224518929]
[null,48,null,null,null,null,null,null,null,null,null,null,null,null,null,null,null,null,null,null,null,null,null,null,null,null,21.813469666371887]
[null,49,null,null,null,null,null,null,null,null,null,null,null,null,null,null,null,null,null,null,null,null,null,null,null,null,22.221820129879323]
[null,50,null,null,null,null,null,null,null,null,null,null,null,null,null,null,null,null,null,null,null,null,null,null,null,null,22.653300744623099]
[null,null,null,null,null,null,null,null,null,null,null,null,null,null,null,null,null,null,null,null,null,null,null,null,null,null,23.11320607557164]
[null,null,null,null,null,null,null,null,null,null,null,null,null,null,null,null,null,null,null,null,null,null,null,null,null,null,23.600713519846732]
[null,null,null,null,null,null,null,null,null,null,null,null,null,null,null,null,null,null,null,null,null,null,null,null,null,null,24.117887323834236]
[null,null,null,null,null,null,null,null,null,null,null,null,null,null,null,null,null,null,null,null,null,null,null,null,null,null,24.672544024774673]
[null,null,null,null,null,null,null,null,null,null,null,null,null,null,null,null,null,null,null,null,null,null,null,null,null,null,25.269377060998323]
[null,null,null,null,null,null,null,null,null,null,null,null,null,null,null,null,null,null,null,null,null,null,null,null,null,null,25.912809915891771]
[null,null,null,null,null,null,null,null,null,null,null,null,null,null,null,null,null,null,null,null,null,null,null,null,null,null,26.609748146802662]
[null,null,null,null,null,null,null,null,null,null,null,null,null,null,null,null,null,null,null,null,null,null,null,null,null,null,27.366632965433666]
[null,null,null,null,null,null,null,null,null,null,null,null,null,null,null,null,null,null,null,null,null,null,null,null,null,null,28.192407670732074]
[null,null,null,null,null,null,null,null,null,null,null,null,null,null,null,null,null,null,null,null,null,null,null,null,null,null,29.098144993588971]
[null,null,null,null,null,null,null,null,null,null,null,null,null,null,null,null,null,null,null,null,null,null,null,null,null,null,30.0938498155421]
[null,null,null,null,null,null,null,null,null,null,null,null,null,null,null,null,null,null,null,null,null,null,null,null,null,null,31.204045618027621]
[null,null,null,null,null,null,null,null,null,null,null,null,null,null,null,null,null,null,null,null,null,null,null,null,null,null,32.45079621507184]
[null,null,null,null,null,null,null,null,null,null,null,null,null,null,null,null,null,null,null,null,null,null,null,null,null,null,34.242364897875213]
[null,null,null,null,null,null,null,null,null,null,null,null,null,null,null,null,null,null,null,null,null,null,null,null,null,null,36.57765875756138]
[null,null,null,null,null,null,null,null,null,null,null,null,null,null,null,null,null,null,null,null,null,null,null,null,null,null,39.22410599754447]
[null,null,null,null,null,null,null,null,null,null,null,null,null,null,null,null,null,null,null,null,null,null,null,null,null,null,42.421422876318637]
[null,null,null,null,null,null,null,null,null,null,null,null,null,null,null,null,null,null,null,null,null,null,null,null,null,null,46.340470897656751]
[null,null,null,null,null,null,null,null,null,null,null,null,null,null,null,null,null,null,null,null,null,null,null,null,null,null,51.268182847199796]
[null,null,null,null,null,null,null,null,null,null,null,null,null,null,null,null,null,null,null,null,null,null,null,null,null,null,57.672879259547003]
[null,null,null,null,null,null,null,null,null,null,null,null,null,null,null,null,null,null,null,null,null,null,null,null,null,null,66.755850535787772]
[null,null,null,null,null,null,null,null,null,null,null,null,null,null,null,null,null,null,null,null,null,null,null,null,null,null,87.17066040223591]
[null,null,null,null,null,null,null,null,null,null,null,null,null,null,null,null,null,null,null,null,null,null,null,null,null,null,108.635378546943]
[null,null,null,null,null,null,null,null,null,null,null,null,null,null,null,null,null,null,null,null,null,null,null,null,null,null,117.80071034655214]
[null,null,null,null,null,null,null,null,null,null,null,null,null,null,null,null,null,null,null,null,null,null,null,null,null,null,121.59074406255377]
[null,null,null,null,null,null,null,null,null,null,null,null,null,null,null,null,null,null,null,null,null,null,null,null,null,null,122.92653024197126]
[null,null,null,null,null,null,null,null,null,null,null,null,null,null,null,null,null,null,null,null,null,null,null,null,null,null,122.78995981344372]
[null,null,null,null,null,null,null,null,null,null,null,null,null,null,null,null,null,null,null,null,null,null,null,null,null,null,121.67327739813277]
[null,null,null,null,null,null,null,null,null,null,null,null,null,null,null,null,null,null,null,null,null,null,null,null,null,null,119.86895559791401]
[null,null,null,null,null,null,null,null,null,null,null,null,null,null,null,null,null,null,null,null,null,null,null,null,null,null,117.56772901020328]
[null,null,null,null,null,null,null,null,null,null,null,null,null,null,null,null,null,null,null,null,null,null,null,null,null,null,114.90081061776483]
[null,null,null,null,null,null,null,null,null,null,null,null,null,null,null,null,null,null,null,null,null,null,null,null,null,null,111.48482110908418]
[null,null,null,null,null,null,null,null,null,null,null,null,null,null,null,null,null,null,null,null,null,null,null,null,null,null,107.38698824756935]
[null,null,null,null,null,null,null,null,null,null,null,null,null,null,null,null,null,null,null,null,null,null,null,null,null,null,103.14511060332461]
[null,null,null,null,null,null,null,null,null,null,null,null,null,null,null,null,null,null,null,null,null,null,null,null,null,null,98.81748360847422]
[null,null,null,null,null,null,null,null,null,null,null,null,null,null,null,null,null,null,null,null,null,null,null,null,null,null,94.453282925668603]
[null,null,null,null,null,null,null,null,null,null,null,null,null,null,null,null,null,null,null,null,null,null,null,null,null,null,90.093763686836994]
[null,null,null,null,null,null,null,null,null,null,null,null,null,null,null,null,null,null,null,null,null,null,null,null,null,null,85.768141964516559]
[null,null,null,null,null,null,null,null,null,null,null,null,null,null,null,null,null,null,null,null,null,null,null,null,null,null,81.501202429904566]
[null,null,null,null,null,null,null,null,null,null,null,null,null,null,null,null,null,null,null,null,null,null,null,null,null,null,77.321089750299052]
[null,null,null,null,null,null,null,null,null,null,null,null,null,null,null,null,null,null,null,null,null,null,null,null,null,null,73.245267793754635]
[null,null,null,null,null,null,null,null,null,null,null,null,null,null,null,null,null,null,null,null,null,null,null,null,null,null,69.28744326750666]
[null,null,null,null,null,null,null,null,null,null,null,null,null,null,null,null,null,null,null,null,null,null,null,null,null,null,65.463345783214223]
[null,null,null,null,null,null,null,null,null,null,null,null,null,null,null,null,null,null,null,null,null,null,null,null,null,null,61.781701372649984]
[null,null,null,null,null,null,null,null,null,null,null,null,null,null,null,null,null,null,null,null,null,null,null,null,null,null,58.251159775122083]
[null,null,null,null,null,null,null,null,null,null,null,null,null,null,null,null,null,null,null,null,null,null,null,null,null,null,54.880375501687709]
[null,null,null,null,null,null,null,null,null,null,null,null,null,null,null,null,null,null,null,null,null,null,null,null,null,null,51.643221401029898]
[null,null,null,null,null,null,null,null,null,null,null,null,null,null,null,null,null,null,null,null,null,null,null,null,null,null,48.478642101745052]
[null,null,null,null,null,null,null,null,null,null,null,null,null,null,null,null,null,null,null,null,null,null,null,null,null,null,45.358121881801004]
[null,null,null,null,null,null,null,null,null,null,null,null,null,null,null,null,null,null,null,null,null,null,null,null,null,null,42.286336912113498]
[null,null,null,null,null,null,null,null,null,null,null,null,null,null,null,null,null,null,null,null,null,null,null,null,null,null,39.266639534514042]
[null,null,null,null,null,null,null,null,null,null,null,null,null,null,null,null,null,null,null,null,null,null,null,null,null,null,36.302382090834129]
[null,null,null,null,null,null,null,null,null,null,null,null,null,null,null,null,null,null,null,null,null,null,null,null,null,null,33.577395752738866]
[null,null,null,null,null,null,null,null,null,null,null,null,null,null,null,null,null,null,null,null,null,null,null,null,null,null,31.28715268578976]
[null,null,null,null,null,null,null,null,null,null,null,null,null,null,null,null,null,null,null,null,null,null,null,null,null,null,29.398684348320025]
[null,null,null,null,null,null,null,null,null,null,null,null,null,null,null,null,null,null,null,null,null,null,null,null,null,null,27.826601719772228]
[null,null,null,null,null,null,null,null,null,null,null,null,null,null,null,null,null,null,null,null,null,null,null,null,null,null,26.498513159890528]
[null,null,null,null,null,null,null,null,null,null,null,null,null,null,null,null,null,null,null,null,null,null,null,null,null,null,25.365345121445085]
[null,null,null,null,null,null,null,null,null,null,null,null,null,null,null,null,null,null,null,null,null,null,null,null,null,null,24.393513524679779]
[null,null,null,null,null,null,null,null,null,null,null,null,null,null,null,null,null,null,null,null,null,null,null,null,null,null,23.551298841432665]
[null,null,null,null,null,null,null,null,null,null,null,null,null,null,null,null,null,null,null,null,null,null,null,null,null,null,22.811541638407132]
[null,null,null,null,null,null,null,null,null,null,null,null,null,null,null,null,null,null,null,null,null,null,null,null,null,null,22.160086687503778]
[null,null,null,null,null,null,null,null,null,null,null,null,null,null,null,null,null,null,null,null,null,null,null,null,null,null,21.583471581919145]
[null,null,null,null,null,null,null,null,null,null,null,null,null,null,null,null,null,null,null,null,null,null,null,null,null,null,21.065780914935221]
[null,null,null,null,null,null,null,null,null,null,null,null,null,null,null,null,null,null,null,null,null,null,null,null,null,null,20.600286318281569]
[null,null,null,null,null,null,null,null,null,null,null,null,null,null,null,null,null,null,null,null,null,null,null,null,null,null,20.177579020170946]
[null,null,null,null,null,null,null,null,null,null,null,null,null,null,null,null,null,null,null,null,null,null,null,null,null,null,19.791483404209529]
[null,null,null,null,null,null,null,null,null,null,null,null,null,null,null,null,null,null,null,null,null,null,null,null,null,null,19.438555594984386]
[null,null,null,null,null,null,null,null,null,null,null,null,null,null,null,null,null,null,null,null,null,null,null,null,null,null,19.112744742328463]
[null,null,null,null,null,null,null,null,null,null,null,null,null,null,null,null,null,null,null,null,null,null,null,null,null,null,18.811093202232282]
[null,null,null,null,null,null,null,null,null,null,null,null,null,null,null,null,null,null,null,null,null,null,null,null,null,null,18.530819402437487]
[null,null,null,null,null,null,null,null,null,null,null,null,null,null,null,null,null,null,null,null,null,null,null,null,null,null,18.266220541332487]
[null,null,null,null,null,null,null,null,null,null,null,null,null,null,null,null,null,null,null,null,null,null,null,null,null,null,18.017003307624453]
[null,null,null,null,null,null,null,null,null,null,null,null,null,null,null,null,null,null,null,null,null,null,null,null,null,null,17.782872345767327]
[null,null,null,null,null,null,null,null,null,null,null,null,null,null,null,null,null,null,null,null,null,null,null,null,null,null,17.558339315777236]
[null,null,null,null,null,null,null,null,null,null,null,null,null,null,null,null,null,null,null,null,null,null,null,null,null,null,17.346142325975389]
[null,null,null,null,null,null,null,null,null,null,null,null,null,null,null,null,null,null,null,null,null,null,null,null,null,null,17.14608371205636]
[null,null,null,null,null,null,null,null,null,null,null,null,null,null,null,null,null,null,null,null,null,null,null,null,null,null,16.955802062901842]
[null,null,null,null,null,null,null,null,null,null,null,null,null,null,null,null,null,null,null,null,null,null,null,null,null,null,16.775125914206058]
[null,null,null,null,null,null,null,null,null,null,null,null,null,null,null,null,null,null,null,null,null,null,null,null,null,null,16.60135997630799]
[null,null,null,null,null,null,null,null,null,null,null,null,null,null,null,null,null,null,null,null,null,null,null,null,null,null,16.431834604209691]
[null,null,null,null,null,null,null,null,null,null,null,null,null,null,null,null,null,null,null,null,null,null,null,null,null,null,16.268927453946997]
[null,null,null,null,null,null,null,null,null,null,null,null,null,null,null,null,null,null,null,null,null,null,null,null,null,null,16.113018395506465]
[null,null,null,null,null,null,null,null,null,null,null,null,null,null,null,null,null,null,null,null,null,null,null,null,null,null,15.961486705139794]
[null,null,null,null,null,null,null,null,null,null,null,null,null,null,null,null,null,null,null,null,null,null,null,null,null,null,15.816708257466651]
[null,null,null,null,null,null,null,null,null,null,null,null,null,null,null,null,null,null,null,null,null,null,null,null,null,null,15.676107867625241]
[null,null,null,null,null,null,null,null,null,null,null,null,null,null,null,null,null,null,null,null,null,null,null,null,null,null,15.537132139103162]
[null,null,null,null,null,null,null,null,null,null,null,null,null,null,null,null,null,null,null,null,null,null,null,null,null,null,15.399701457466364]
[null,null,null,null,null,null,null,null,null,null,null,null,null,null,null,null,null,null,null,null,null,null,null,null,null,null,15.266157736997158]
[null,null,null,null,null,null,null,null,null,null,null,null,null,null,null,null,null,null,null,null,null,null,null,null,null,null,15.139410627355179]
[null,null,null,null,null,null,null,null,null,null,null,null,null,null,null,null,null,null,null,null,null,null,null,null,null,null,15.016947547757985]
[null,null,null,null,null,null,null,null,null,null,null,null,null,null,null,null,null,null,null,null,null,null,null,null,null,null,14.896295986489031]
[null,null,null,null,null,null,null,null,null,null,null,null,null,null,null,null,null,null,null,null,null,null,null,null,null,null,14.777384782710794]
[null,null,null,null,null,null,null,null,null,null,null,null,null,null,null,null,null,null,null,null,null,null,null,null,null,null,14.662533956857729]

{"sheet":"04-②調節計算（2段）","index":11,"n_rows":57,"n_cols":26,"rows_kept":57,"cut":false,"hidden":false,"merged":[[28,15,29,18],[3,20,3,25],[26,15,26,16],[17,15,17,16],[20,15,20,16],[22,15,22,16],[24,15,24,16],[1,1,1,13],[3,1,3,8],[3,10,3,13],[5,12,6,12],[5,13,6,13],[14,10,15,11],[14,12,15,12],[14,13,15,13],[15,15,15,16],[8,10,9,11],[8,12,9,12],[8,13,9,13],[11,10,12,11],[11,12,12,12],[11,13,12,13],[13,15,13,16],[10,15,11,18]]}
[]
[null,"入　力　条　件"]
[]
[null,"設 定 調 整 池 諸 元",null,null,null,null,null,null,null,null,"行 為 後 流 入 量",null,null,null,null,null,null,null,null,null,"計　算　結　果　（時　系　列）"]
[]
[null,"水深-容量",null,null,null,null,"■上段オリフィス",null,null,null,"行為後ピーク流入量",null,{"$f":"MAX('02流出計算（QT-Sグラフ）'!$J$5:$J$149)","v":0},"m3/s",null,null,null,null,null,null,"時刻","行為後流入量","浸透考慮後流入量","許容放流量","調節後放流量","調整池水位"]
[null,"No","水深H（m）","容量V（m3）",null,null,"放流口形状",null,null,null,"（浸透考慮後）"]
[null,1,null,null,null,2,"（口径）"]
[null,2,null,null,null,null,null,null,null,null,"許容放流量（計）",null,{"$f":"MAX('01流出計算（Q-Tグラフ）'!$I$5:$I$149)","v":0},"m3/s"]
[null,3,null,null,null,null,"直径",null,"m"]
[null,4,null,null,null,null,null,null,null,null,null,null,null,null,null,"計　算　結　果"]
[null,5,null,null,null,null,null,null,null,null,"許容放流量（上段）",null,null,"m3/s"]
[null,6,null,null,null,null,"高さ",null,"m"]
[null,7,null,null,null,null,"幅",null,"m",null,null,null,null,null,null,"総合評価"]
[null,8,null,null,null,null,null,null,null,null,"許容放流量（下段）",null,{"$f":"M9-M12","v":0},"m3/s"]
[null,9,null,null,null,null,"（管底位置）",null,null,null,null,null,null,null,null,"放流量評価"]
[null,10,null,null,null,null,"池底高から",null,"m"]
[null,11,null,null,null,null,null,null,null,null,null,null,null,null,null,"池容量評価"]
[null,12,null,null,null,null,"■下段オリフィス"]
[null,13,null,null,null,null,"放流口形状"]
[null,14,null,null,null,null,"（口径）",null,null,null,null,null,null,null,null,"最大放流量（上段+下段）",null,null,"m3/s"]
[null,15,null,null,null,1]
[null,16,null,null,null,null,"直径",null,"m",null,null,null,null,null,null,"最大放流量（下段）",null,null,"m3/s"]
[null,17]
[null,18,null,null,null,null,null,null,null,null,null,null,null,null,null,"池内最大水深",null,null,"m"]
[null,19,null,null,null,null,"高さ",null,"m"]
[null,20,null,null,null,null,"幅",null,"m",null,null,null,null,null,null,"池内最大ボリューム",null,null,"m3"]
[null,21]
[null,22,null,null,null,null,"（管底位置）",null,null,null,null,null,null,null,null,"許 可 申 請 図 書 の 作 成"]
[null,23,null,null,null,null,"池底高から",null,"m"]
[null,24]
[null,25]
[null,26]
[null,27]
[null,28]
[null,29]
[null,30]
[null,31]
[null,32]
[null,33]
[null,34]
[null,35]
[null,36]
[null,37]
[null,38]
[null,39]
[null,40]
[null,41]
[null,42]
[null,43]
[null,44]
[null,45]
[null,46]
[null,47]
[null,48]
[null,49]
[null,50]

{"sheet":"04-③調節計算（ポンプ）","index":12,"n_rows":57,"n_cols":26,"rows_kept":57,"cut":false,"hidden":false,"merged":[[22,15,22,16],[28,15,29,18],[14,11,15,11],[3,20,3,25],[13,15,13,16],[15,15,15,16],[17,15,17,16],[14,12,15,12],[24,15,24,16],[10,15,11,18],[20,15,20,16],[11,9,12,10],[11,11,12,11],[11,12,12,12],[14,9,15,10],[1,1,1,12],[3,9,3,12],[5,11,6,11],[5,12,6,12],[8,11,9,11],[8,12,9,12],[3,1,3,3],[3,5,3,7]]}
[]
[null,"入　力　条　件"]
[]
[null,"設 定 調 整 池 諸 元",null,null,null,"放 流 ポ ン プ 諸 元",null,null,null,"行 為 後 流 入 量",null,null,null,null,null,null,null,null,null,null,"計　算　結　果　（時　系　列）"]
[]
[null,"水深-容量",null,null,null,"水深-ポンプ",null,null,null,"行為後ピーク流入量",null,{"$f":"MAX('02流出計算（QT-Sグラフ）'!$J$5:$J$149)","v":0},"m3/s",null,null,null,null,null,null,null,"時刻","行為後流入量","浸透考慮後流入量","許容放流量","調節後放流量","調整池水位"]
[null,"No","水深H（m）","容量V（m3）",null,"No","水深H（m）","ポンプ規模Q(m3/s)",null,"（浸透考慮後）"]
[null,1,null,null,null,1]
[null,2,null,null,null,2,null,null,null,"許容放流量",null,{"$f":"MAX('01流出計算（Q-Tグラフ）'!$I$5:$I$149)","v":0},"m3/s"]
[null,3,null,null,null,3,null,null,null,"（行為前ピーク流入量）"]
[null,4,null,null,null,4,null,null,null,null,null,null,null,null,null,"計　算　結　果"]
[null,5,null,null,null,5]
[null,6,null,null,null,6]
[null,7,null,null,null,7,null,null,null,null,null,null,null,null,null,"総合評価"]
[null,8,null,null,null,8]
[null,9,null,null,null,9,null,null,null,null,null,null,null,null,null,"放流量評価"]
[null,10,null,null,null,10]
[null,11,null,null,null,11,null,null,null,null,null,null,null,null,null,"池容量評価"]
[null,12,null,null,null,12]
[null,13,null,null,null,13]
[null,14,null,null,null,14,null,null,null,null,null,null,null,null,null,"最大放流量",null,null,"m3/s"]
[null,15,null,null,null,15]
[null,16,null,null,null,16,null,null,null,null,null,null,null,null,null,"池内最大水深",null,null,"m"]
[null,17,null,null,null,17]
[null,18,null,null,null,18,null,null,null,null,null,null,null,null,null,"池内最大ボリューム",null,null,"m3"]
[null,19,null,null,null,19]
[null,20,null,null,null,20]
[null,21,null,null,null,21]
[null,22,null,null,null,22,null,null,null,null,null,null,null,null,null,"許 可 申 請 図 書 の 作 成"]
[null,23,null,null,null,23]
[null,24,null,null,null,24]
[null,25,null,null,null,25]
[null,26,null,null,null,26]
[null,27,null,null,null,27]
[null,28,null,null,null,28]
[null,29,null,null,null,29]
[null,30,null,null,null,30]
[null,31,null,null,null,31]
[null,32,null,null,null,32]
[null,33,null,null,null,33]
[null,34,null,null,null,34]
[null,35,null,null,null,35]
[null,36,null,null,null,36]
[null,37,null,null,null,37]
[null,38,null,null,null,38]
[null,39,null,null,null,39]
[null,40,null,null,null,40]
[null,41,null,null,null,41]
[null,42,null,null,null,42]
[null,43,null,null,null,43]
[null,44,null,null,null,44]
[null,45,null,null,null,45]
[null,46,null,null,null,46]
[null,47,null,null,null,47]
[null,48,null,null,null,48]
[null,49,null,null,null,49]
[null,50,null,null,null,50]

{"sheet":"１．行為区域の概要","index":13,"n_rows":34,"n_cols":10,"rows_kept":34,"cut":false,"hidden":true,"merged":[[27,1,31,3],[33,1,33,4],[32,1,32,4],[7,1,7,3],[8,1,18,1],[8,2,18,3],[19,1,26,1],[19,2,20,3],[21,2,23,3],[24,2,26,3]]}
[]
["１．行為区域の概要　"]
[null,"（※位置及び行為前後の土地利用区分のわかる平面図を添付すること）"]
["行為区域位置",null,null,null,"○○市○○区○○町"]
["行為面積",null,null,null,0]
["行為前後の土地利用区分"]
[]
[null,"区分",null,null,"土地利用の形態の細区分","流出係数","行為前面積\n（ha）","行為後面積\n（ha）"]
[null,"宅地等に該当する土地","第１号関連",null,"宅地"]
[null,null,null,null,"池沼"]
[null,null,null,null,"水路"]
[null,null,null,null,"ため池"]
[null,null,null,null,"道路(法面を有しないもの）"]
[null,null,null,null,"道路（法面を有するもの）"]
[null,null,null,null,"鉄道線路（法面を有しないもの）"]
[null,null,null,null,"鉄道線路（法面を有するもの）"]
[null,null,null,null,"飛行場（法面を有しないもの）"]
[null,null,null,null,"飛行場（法面を有するもの）"]
[null,null,null,null,"太陽光パネル",null,null,null,{"$f":"$F19*$G19","v":0},{"$f":"$F19*$H19","v":0}]
[null,"宅地等以外の土地","第２号\n関　連",null,"不浸透性材料により舗装された土地\n（法面を除く）"]
[null,null,null,null,"不浸透性材料により覆われた法面"]
[null,null,"第３号関連",null,"ゴルフ場（雨水を排除するための排水施設を伴うものに限る）"]
[null,null,null,null,"運動場その他これに類する施設（雨水を排除するための排水施設を伴うものに限る）"]
[null,null,null,null,"ローラーその他これに類する建設機械を用いて締め固められた土地"]
[null,null,"上記第１号から\n第３号に掲げる\n土地以外の土地",null,"山地"]
[null,null,null,null,"人工的に造成され植生に覆われた法面"]
[null,null,null,null,"林地、耕地、原野その他ローラーその他これに類する建設機械を用いて締め固められていない土地"]
[null,"そ　　の　　他"]
[]
[]
[]
[]
[null,"面積計",null,null,null,null,{"$f":"SUM(G9:G32)","v":0},{"$f":"SUM(H9:H32)","v":0}]
[null,"平均流出係数",null,null,null,null,{"$f":"SUMPRODUCT($F$9:$F$32,G9:G32)/$G$33","v":{"$error":"#DIV/0!"}},{"$f":"SUMPRODUCT($F$9:$F$32,H9:H32)/$H$33","v":{"$error":"#DIV/0!"}}]

{"sheet":"２．使用降雨強度及びピーク流入量","index":14,"n_rows":46,"n_cols":13,"rows_kept":46,"cut":false,"hidden":true,"merged":[[3,4,3,5],[4,4,4,5]]}
[]
["２．使用降雨強度及びピーク流量"]
[]
["ピーク流入量（行為前）",null,null,null,null,null,"m3／s"]
["ピーク流入量（行為後）",null,null,null,null,null,"m3／s"]
[]
[]
["降雨強度の推移表　　年　　月　　日"]
[]
[null,"時","分","降雨量\n（mm/h）","時","分","降雨量\n（mm/h）","時","分","降雨量\n（mm/h）","時","分","降雨量\n（mm/h）"]
[null,0,"0－10",null,6,"0－10",null,12,"0－10",null,18,"0－10"]
[null,null,"10－20",null,null,"10－20",null,null,"10－20",null,null,"10－20"]
[null,null,"20－30",null,null,"20－30",null,null,"20－30",null,null,"20－30"]
[null,null,"30－40",null,null,"30－40",null,null,"30－40",null,null,"30－40"]
[null,null,"40－50",null,null,"40－50",null,null,"40－50",null,null,"40－50"]
[null,null,"50－60",null,null,"50－60",null,null,"50－60",null,null,"50－60"]
[null,1,"0－10",null,7,"0－10",null,13,"0－10",null,19,"0－10"]
[null,null,"10－20",null,null,"10－20",null,null,"10－20",null,null,"10－20"]
[null,null,"20－30",null,null,"20－30",null,null,"20－30",null,null,"20－30"]
[null,null,"30－40",null,null,"30－40",null,null,"30－40",null,null,"30－40"]
[null,null,"40－50",null,null,"40－50",null,null,"40－50",null,null,"40－50"]
[null,null,"50－60",null,null,"50－60",null,null,"50－60",null,null,"50－60"]
[null,2,"0－10",null,8,"0－10",null,14,"0－10",null,20,"0－10"]
[null,null,"10－20",null,null,"10－20",null,null,"10－20",null,null,"10－20"]
[null,null,"20－30",null,null,"20－30",null,null,"20－30",null,null,"20－30"]
[null,null,"30－40",null,null,"30－40",null,null,"30－40",null,null,"30－40"]
[null,null,"40－50",null,null,"40－50",null,null,"40－50",null,null,"40－50"]
[null,null,"50－60",null,null,"50－60",null,null,"50－60",null,null,"50－60"]
[null,3,"0－10",null,9,"0－10",null,15,"0－10",null,21,"0－10"]
[null,null,"10－20",null,null,"10－20",null,null,"10－20",null,null,"10－20"]
[null,null,"20－30",null,null,"20－30",null,null,"20－30",null,null,"20－30"]
[null,null,"30－40",null,null,"30－40",null,null,"30－40",null,null,"30－40"]
[null,null,"40－50",null,null,"40－50",null,null,"40－50",null,null,"40－50"]
[null,null,"50－60",null,null,"50－60",null,null,"50－60",null,null,"50－60"]
[null,4,"0－10",null,10,"0－10",null,16,"0－10",null,22,"0－10"]
[null,null,"10－20",null,null,"10－20",null,null,"10－20",null,null,"10－20"]
[null,null,"20－30",null,null,"20－30",null,null,"20－30",null,null,"20－30"]
[null,null,"30－40",null,null,"30－40",null,null,"30－40",null,null,"30－40"]
[null,null,"40－50",null,null,"40－50",null,null,"40－50",null,null,"40－50"]
[null,null,"50－60",null,null,"50－60",null,null,"50－60",null,null,"50－60"]
[null,5,"0－10",null,11,"0－10",null,17,"0－10",null,23,"0－10"]
[null,null,"10－20",null,null,"10－20",null,null,"10－20",null,null,"10－20"]
[null,null,"20－30",null,null,"20－30",null,null,"20－30",null,null,"20－30"]
[null,null,"30－40",null,null,"30－40",null,null,"30－40",null,null,"30－40"]
[null,null,"40－50",null,null,"40－50",null,null,"40－50",null,null,"40－50"]
[null,null,"50－60",null,null,"50－60",null,null,"50－60",null,null,"50－60"]

{"sheet":"３．流出抑制施設諸元 （一定量）","index":15,"n_rows":60,"n_cols":13,"rows_kept":60,"cut":false,"hidden":true,"merged":[[19,5,19,7],[19,9,21,9],[5,1,7,1],[5,2,5,3],[5,4,7,4],[5,5,5,7],[5,9,7,9],[6,2,7,2],[6,3,7,3],[19,1,21,1],[19,2,19,3],[19,4,21,4],[20,2,21,2],[20,3,21,3],[33,1,35,1],[33,2,33,3],[33,4,35,4],[47,1,49,1],[47,2,47,3],[47,4,49,4],[47,5,47,7],[47,9,49,9],[47,10,49,10],[47,11,49,11],[48,2,49,2],[48,3,49,3],[33,9,35,9],[33,10,35,10],[33,11,35,11],[34,2,35,2],[34,3,35,3],[33,5,33,7],[20,10,21,10],[20,11,21,11],[20,12,21,12],[5,11,5,12],[6,10,7,10],[6,11,7,11],[6,12,7,12],[19,11,19,12]]}
[]
["３．流出抑制施設諸元"]
[null,"浸透施設諸元",null,null,null,null,null,null,null,"空隙貯留量諸元"]
[null,"浸透能力",0,"m3/s",null,null,null,null,null,"空隙貯留量",0,"m3"]
[]
[null,"【浸透マス】","単位設計浸透能（ｍ3/ｈｒ/個）",null,"設置数量\n（個）","影響係数",null,null,null,"【浸透マス】\n1個あたり","ます部","砕石部"]
[null,null,"比浸透量（㎡）","飽和透水係数\n（m/hr）",null,"（1）","（2）","（3）",null,null,"体積\n（ｍ3）","体積\n（ｍ3）","空隙率\n（％）"]
[null,null,null,null,null,"内容（１）","内容（２）","内容（３）"]
[null,1,null,null,null,null,null,null,null,1]
[null,2,null,null,null,null,null,null,null,2]
[null,3,null,null,null,null,null,null,null,3]
[null,4,null,null,null,null,null,null,null,4]
[null,5,null,null,null,null,null,null,null,5]
[null,6,null,null,null,null,null,null,null,6]
[null,7,null,null,null,null,null,null,null,7]
[null,8,null,null,null,null,null,null,null,8]
[null,9,null,null,null,null,null,null,null,9]
[null,10,null,null,null,null,null,null,null,10]
[]
[null,"【浸透トレンチ】","単位設計浸透能（ｍ3/ｈｒ/m）",null,"設置数量\n（ｍ）","影響係数",null,null,null,"【浸透トレンチ】\n1mあたり","浸透管部","砕石部"]
[null,null,"比浸透量（㎡）","飽和透水係数\n（m/hr）",null,"（1）","（2）","（3）",null,null,"体積\n（ｍ3）","体積\n（ｍ3）","空隙率\n（％）"]
[null,null,null,null,null,"内容（１）","内容（２）","内容（３）"]
[null,1,null,null,null,null,null,null,null,1]
[null,2,null,null,null,null,null,null,null,2]
[null,3,null,null,null,null,null,null,null,3]
[null,4,null,null,null,null,null,null,null,4]
[null,5,null,null,null,null,null,null,null,5]
[null,6,null,null,null,null,null,null,null,6]
[null,7,null,null,null,null,null,null,null,7]
[null,8,null,null,null,null,null,null,null,8]
[null,9,null,null,null,null,null,null,null,9]
[null,10,null,null,null,null,null,null,null,10]
[]
[null,"【透水性舗装】","単位設計浸透能（ｍ3/ｈｒ/㎡）",null,"設置数量\n（㎡）","影響係数",null,null,null,"【透水性塗装】","体積\n（ｍ3）","空隙率\n（％）"]
[null,null,"比浸透量（㎡）","飽和透水係数\n（m/hr）",null,"（1）","（2）","（3）"]
[null,null,null,null,null,"内容（１）","内容（２）","内容（３）"]
[null,1,null,null,null,null,null,null,null,1]
[null,2,null,null,null,null,null,null,null,2]
[null,3,null,null,null,null,null,null,null,3]
[null,4,null,null,null,null,null,null,null,4]
[null,5,null,null,null,null,null,null,null,5]
[null,6,null,null,null,null,null,null,null,6]
[null,7,null,null,null,null,null,null,null,7]
[null,8,null,null,null,null,null,null,null,8]
[null,9,null,null,null,null,null,null,null,9]
[null,10,null,null,null,null,null,null,null,10]
[]
[null,"【その他】","単位設計浸透能（ｍ3/ｈｒ/単位）",null,"設置数量\n（単位）","影響係数",null,null,null,"【その他】","体積\n（ｍ3）","空隙率\n（％）"]
[null,null,"比浸透量（㎡）","飽和透水係数\n（m/hr）",null,"（1）","（2）","（3）"]
[null,null,null,null,null,"内容（１）","内容（２）","内容（３）"]
[null,1,null,null,null,null,null,null,null,1]
[null,2,null,null,null,null,null,null,null,2]
[null,3,null,null,null,null,null,null,null,3]
[null,4,null,null,null,null,null,null,null,4]
[null,5,null,null,null,null,null,null,null,5]
[null,6,null,null,null,null,null,null,null,6]
[null,7,null,null,null,null,null,null,null,7]
[null,8,null,null,null,null,null,null,null,8]
[null,9,null,null,null,null,null,null,null,9]
[null,10,null,null,null,null,null,null,null,10]

{"sheet":"３．流出抑制施設諸元 （浸透施設）","index":16,"n_rows":62,"n_cols":19,"rows_kept":62,"cut":false,"hidden":true,"merged":[[10,1,11,1],[10,6,10,7],[11,6,11,7],[4,7,4,8],[6,1,6,6],[8,1,8,2],[9,1,9,2],[9,6,9,7],[19,1,19,2],[19,9,19,10],[12,1,13,1],[12,6,12,7],[13,6,13,7],[14,1,14,6],[15,1,15,3],[16,1,16,2],[16,9,16,10],[17,1,17,2],[17,9,17,10],[18,1,18,2],[18,9,18,10],[20,1,20,2],[20,9,20,10],[21,1,21,2],[21,9,21,10],[22,1,22,2],[22,9,22,10],[31,1,31,2],[32,1,32,2],[25,1,25,6],[27,1,29,2],[27,3,27,4],[27,5,29,5],[27,6,29,6],[30,1,30,2],[27,18,29,18],[28,3,29,3],[28,4,29,4],[28,7,29,7],[28,8,29,8],[27,16,29,16],[27,17,29,17],[27,10,29,10],[27,15,29,15],[27,7,27,8],[27,12,27,13],[28,11,29,11],[28,12,29,12],[28,13,29,13],[39,1,39,2],[41,1,43,2],[41,3,41,4],[42,3,43,3],[42,4,43,4],[33,1,33,2],[34,1,34,2],[35,1,35,2],[37,1,37,2],[38,1,38,2],[36,1,36,2],[49,1,49,2],[41,6,43,6],[41,7,41,8],[48,1,48,2],[41,12,41,13],[42,12,43,12],[42,13,43,13],[42,11,43,11],[42,7,43,7],[41,10,43,10],[44,1,44,2],[45,1,45,2],[46,1,46,2],[47,1,47,2],[42,8,43,8],[41,5,43,5],[57,1,57,2],[58,1,58,2],[59,1,59,6],[50,1,50,2],[51,1,51,2],[52,1,52,2],[53,1,53,2],[56,1,56,2],[56,6,56,7]]}
[]
["３．流出抑制施設諸元"]
[]
[]
[]
["透水性舗装"]
[]
[null,"基本諸元"]
[null,"設置数量(舗装面積) (m2)"]
[null,"飽和透水係数 （m/hr）",null,null,null,null,"上層路盤での貯留率(%)",null,{"$f":"L21","v":0}]
[null,"比浸透量算定定数\nK=aH+b","a",null,null,null,"下層路盤での貯留率(%)",null,{"$f":"L22","v":0}]
[null,null,"b",null,null,null,"下層路盤厚(mm)",null,{"$f":"D22","v":0}]
[null,"目詰まり\n係数","C1",null,null,null,"下層路盤での貯留量(mm)",null,{"$f":"M22","v":0}]
[null,null,"C2",null,null,null,"貯留量の合計(mm)",null,{"$f":"M23","v":0}]
[]
[null,"貯留率と水拘束率"]
[null,null,null,"厚さ(mm)","空気間隙率\n(%)","空気間隙率との関係","水拘束率\n(%)","水拘束量\n(mm)","貯留率\n(%)","貯留量\n(mm)",null,"STEP2での\n貯留率\n(%)","STEP2での\n貯留量\n(mm)"]
[null,"関係式",null,"a","b","b'","c","a×c/100","d (=b+b')","a×d/100",null,"d-c","a×(d-c)/100"]
[null,"表層",null,null,null,null,null,{"$f":"D19*G19/100","v":0},{"$f":"E19+F19","v":0},{"$f":"D19*I19/100","v":0},null,{"$f":"I19-G19","v":0},{"$f":"D19*(I19-G19)/100","v":0}]
[null,"中間層・基層",null,null,null,null,null,{"$f":"D20*G20/100","v":0},{"$f":"E20+F20","v":0},{"$f":"D20*I20/100","v":0},null,{"$f":"I20-G20","v":0},{"$f":"D20*(I20-G20)/100","v":0}]
[null,"上層路盤",null,null,null,null,null,{"$f":"D21*G21/100","v":0},{"$f":"E21+F21","v":0},{"$f":"D21*I21/100","v":0},null,{"$f":"I21-G21","v":0},{"$f":"D21*(I21-G21)/100","v":0}]
[null,"下層路盤",null,null,null,null,null,{"$f":"D22*G22/100","v":0},{"$f":"E22+F22","v":0},{"$f":"D22*I22/100","v":0},null,{"$f":"I22-G22","v":0},{"$f":"D22*(I22-G22)/100","v":0}]
[null,"合計",null,{"$f":"SUM(D19:D22)","v":0},"-","-","-",{"$f":"SUM(H19:H22)","v":0},"-",{"$f":"SUM(J19:J22)","v":0},null,"-",{"$f":"SUM(M19:M22)","v":0}]
[]
["浸透マス・トレンチ"]
[]
[null,"浸透能諸元",null,null,null,null,null,null,null,null,"空隙貯留諸元"]
[null,"【浸透マス】",null,"単位設計浸透能（ｍ3/ｈｒ/個）",null,"設置数量\n（個）","設計水頭\n(m)","影響係数",null,null,"【浸透マス】\n1個あたり","ます部","砕石部",null,null,"Σ","設計浸透量","平均設計水頭","設計空隙貯留量"]
[null,null,null,"比浸透量（㎡）","飽和透水係数\n（m/hr）",null,null,"地下水位\n係数","目詰まり\n係数",null,null,"体積\n（ｍ3）","体積\n（ｍ3）","空隙率\n（％）"]
[null,null,null,null,null,null,null,null,null,null,null,null,null,null,"小計"]
[null,1,null,null,null,null,null,1,1,null,1,null,null,null,null,{"$f":"D31*E31*F31*G31*H31*I31","v":0},{"$f":"D31*E31*F31*H31*I31","v":0},null,{"$f":"L31*M31/100","v":0}]
[null,2,null,null,null,null,null,1,1,null,2,null,null,null,null,{"$f":"D32*E32*F32*G32*H32*I32","v":0},{"$f":"D32*E32*F32*H32*I32","v":0},null,0]
[null,3,null,null,null,null,null,1,1,null,3,null,null,null,null,0,0,null,0]
[null,4,null,null,null,null,null,1,1,null,4,null,null,null,null,0,0,null,0]
[null,5,null,null,null,null,null,1,1,null,5,null,null,null,null,0,0,null,0]
[null,6,null,null,null,null,null,1,1,null,6,null,null,null,null,0,0,null,0]
[null,7,null,null,null,null,null,1,1,null,7,null,null,null,null,0,0,null,0]
[null,8,null,null,null,null,null,1,1,null,8,null,null,null,null,0,0,null,0]
[null,9,null,null,null,null,null,1,1,null,9,null,null,null,null,0,0,null,0]
[null,10,null,null,null,null,null,1,1,null,10,null,null,null,null,0,0,null,0]
[]
[null,"【浸透トレンチ】",null,"単位設計浸透能（ｍ3/ｈｒ/m）",null,"設置数量\n（ｍ）","設計水頭\n(m)","影響係数",null,null,"【浸透トレンチ】\n1mあたり","浸透管部","砕石部"]
[null,null,null,"比浸透量（㎡）","飽和透水係数\n（m/hr）",null,null,"地下水位\n係数","目詰まり\n係数",null,null,"体積\n（ｍ3）","体積\n（ｍ3）","空隙率\n（％）"]
[]
[null,1,null,null,null,null,null,1,1,null,1,null,null,null,null,{"$f":"D45*E45*F45*G45*H45*I45","v":0},{"$f":"D45*E45*F45*H45*I45","v":0},null,{"$f":"L45*M45/100","v":0}]
[null,2,null,null,null,null,null,1,1,null,2,null,null,null,null,{"$f":"D46*E46*F46*G46*H46*I46","v":0},{"$f":"D46*E46*F46*H46*I46","v":0},null,0]
[null,3,null,null,null,null,null,1,1,null,3,null,null,null,null,0,0,null,0]
[null,4,null,null,null,null,null,1,1,null,4,null,null,null,null,0,0,null,0]
[null,5,null,null,null,null,null,1,1,null,5,null,null,null,null,0,0,null,0]
[null,6,null,null,null,null,null,1,1,null,6,null,null,null,null,0,0,null,0]
[null,7,null,null,null,null,null,1,1,null,7,null,null,null,null,0,0,null,0]
[null,8,null,null,null,null,null,1,1,null,8,null,null,null,null,0,0,null,0]
[null,9,null,null,null,null,null,1,1,null,9,null,null,null,null,0,0,null,0]
[null,10,null,null,null,null,null,1,1,null,10,null,null,null,null,0,0,null,0]
[]
[null,"統合諸元"]
[null,"設計浸透能(m3/hr)",null,{"$f":"Q59","v":0}]
[null,"平均設計水頭(m)",null,{"$f":"IF(D57>0,+R59,0)","v":0}]
[null,"設計空隙貯留量(m3)",null,{"$f":"S59","v":0},null,null,null,null,null,null,null,null,null,null,"総合計",{"$f":"P61+P62","v":0},{"$f":"Q61+Q62","v":0},{"$f":"P59/Q59","v":{"$error":"#DIV/0!"}},{"$f":"S61+S62","v":0}]
[]
[null,null,null,null,null,null,null,null,null,null,null,null,null,null,"マス",{"$f":"SUM(P31:P40)","v":0},{"$f":"SUM(Q31:Q40)","v":0},{"$f":"P61/Q61","v":{"$error":"#DIV/0!"}},{"$f":"SUM(S31:S40)","v":0}]
[null,null,null,null,null,null,null,null,null,null,null,null,null,null,"トレンチ",{"$f":"SUM(P45:P54)","v":0},{"$f":"SUM(Q45:Q54)","v":0},{"$f":"P62/Q62","v":{"$error":"#DIV/0!"}},{"$f":"SUM(S45:S54)","v":0}]

{"sheet":"３．流出抑制施設諸元（調整池諸元）","index":17,"n_rows":13,"n_cols":5,"rows_kept":13,"cut":false,"hidden":true,"merged":[[5,1,5,2],[6,1,9,1],[10,1,10,2]]}
[]
["３．流出抑制施設諸元"]
[null,"　（※流出抑制施設の配置位置（平面図）、構造諸元のわかる図面を添付すること）"]
[null,"調整池諸元"]
[null,"放流口径（2段オリフィスの場合は、上・下段の雨諸元を記載）"]
[null,null,null,"下段","上段（２段オリフィスの場合）"]
[null,"放流口形状","形状"]
[null,null,"直径"]
[null,null,"高さ"]
[null,null,"幅"]
[null,"管底位置（池底から）"]
[]
[null,"Ｈ","Ｖ"]

{"sheet":"３．流出抑制施設諸元（調整池諸元_ポンプ排水）","index":18,"n_rows":6,"n_cols":6,"rows_kept":6,"cut":false,"hidden":true,"merged":[]}
[]
["３．流出抑制施設諸元（ポンプ排水）"]
[null,"　（※流出抑制施設の配置位置（平面図）、構造諸元のわかる図面を添付すること）"]
[]
[null,"調整池諸元",null,null,"ポンプ諸元"]
[null,"Ｈ","Ｖ",null,"Ｈ","Q"]

{"sheet":"３．流出抑制施設諸元 （調節計算結果）","index":19,"n_rows":5,"n_cols":16,"rows_kept":5,"cut":false,"hidden":true,"merged":[]}
[]
["３．流出抑制施設諸元",null,null,null,null,null,null,null,null,null,"時刻","行為後流入量","浸透考慮後流入量","許容放流量","調節後放流量","調整池水位"]
["調節計算結果"]
[null,"最大流入量（行為後）",null,"m3/s"]
[null,"最大放流量",null,"m3/s","＜","許容放流量",null,"m3/s"]